## COST
[16 empty] | 3211396.3392 |  | 3211396.3392 | 170000 | 3381396.3392 |  |  |  |  | 4332914.6784 |  |  | 6500000 | [7 empty] | 0%
| SN | Location | Fan Ref. (SN) | Origin | Fan Type | Speed | Smoke Rating | Article No. | Item Code (Model) | Flow l/s | ESP Pa | Globle Price | EX Price € | Discount | Qty. | Basic T EX Price € | Discount on Basic T EX Price € | Final T EX Price € | Shipping | CIF | Customs | VAT | COST FACTORS | Currency rate | Dry DDP Cost € | MG | Unit Price € | Total Price € |  |  | 0% | China | Axial Inline | Variable | 300°C/2Hr | 5%
1 | F-01 |  | FAF-A29-B02-01 | Germany | Axial Inline | Single | Ambient | CAP071140001G | AXC 710-9/20°-4-P (350) (3 kW) S IE3 | 3560 | 375 |  | 2515 | 58% | 2 | 2112.6 | 0% | 2112.6 | 111.8336 | 2224.4336 | 0% | 1.14 | 1.1235 | 1 | 2849.0323 | 50.01% | 2136.9807 | 4273.9614 | 170000 | 3211396.3392 | 5% | Sweden | Centrifugal Inline | Single | 400°C/2Hr | 8%
2 | F-02 |  | FAF-A29-B02-02 | Germany | Centrifugal Inline | Single | Ambient | 235403 | MUB 042 400EV Multibox | 580 | 250 | 1199 | 1199 | 58% | 1 | 503.58 | 0% | 503.58 | 26.6577 | 530.2377 | 0% | 1.14 | 1.1235 | 1 | 679.1232 | 50.01% | 1018.7832 | 1018.7832 | 170000 | 3211396.3392 | 10% | Germany | Inline Fan | Double | Ambient | 10%
3 | F-03 |  | FAF-A30-B02-01 | Sweden | Inline Fan | Single | Ambient | 93097 | KT 60-30-4 | 855 | 250 | 1182 | 1182 | 58% | 1 | 496.44 | 0% | 496.44 | 26.2798 | 522.7198 | 0% | 1.14 | 1.1235 | 1 | 669.4943 | 50.01% | 1004.3384 | 1004.3384 | 170000 | 3211396.3392 | 60% | Malaysia | Wall Mounted |  | Explosion | 11%
4 | F-04 |  | FAF-A35-B02-01 | Germany | Axial Inline | Single | Ambient | CAP040120001F | AXC 400-6/31°-2-P (160) (2.2 kW) S IE3 C | 2240 | 250 |  | 1499 | 58% | 2 | 1259.16 | 0% | 1259.16 | 66.6555 | 1325.8155 | 0% | 1.14 | 1.1235 | 1 | 1698.0912 | 50.01% | 1273.6915 | 2547.3829 | 170000 | 3211396.3392 |  | Italy | Fan Section |  | 120°C | 12%
5 | F-05 |  | FAF-A35-B02-02 | Germany | Centrifugal Fan | Single | Ambient | 334079 | PRF 355D4 | 1125 | 250 | 6324 | 6324 | 58% | 1 | 2656.08 | 0% | 2656.08 | 140.6035 | 2796.6835 | 0% | 1.14 | 1.1235 | 1 | 3581.9643 | 50.01% | 5373.4656 | 5373.4656 | 170000 | 3211396.3392 |  | UAE | Axial Roof Top |  |  | 13%
6 | F-06 |  | FAF-B30-B02-02 | Sweden | Inline Fan | Single | Ambient | 19514 | K 315 L Sileo** | 340 | 125 | 330 | 330 | 58% | 1 | 138.6 | 0% | 138.6 | 7.337 | 145.937 | 0% | 1.14 | 1.1235 | 1 | 186.9146 | 50.01% | 280.3991 | 280.3991 | 170000 | 3211396.3392 |  | Slovenia | Centrifugal Roof Top |  |  | 14%
7 | F-07 |  | FAF-B35-B02-01 | Sweden | Inline Fan | Single | Ambient | 93098 | KT 60-35-4 | 1025 | 250 | 1443 | 1443 | 58% | 1 | 606.06 | 0% | 606.06 | 32.0827 | 638.1427 | 0% | 1.14 | 1.1235 | 1 | 817.3268 | 50.01% | 1226.1086 | 1226.1086 | 170000 | 3211396.3392 |  | Egypt | Induction Jet Fan |  |  | 15%
8 | F-08 |  | FAF-B35-B02-02 | Germany | Axial Inline | Single | Ambient | CAPV080340001H | AXC 800-6/20°-4-PV (350) (4 kW) S IE3 A | 5800 | 375 |  | 3240 | 58% | 2 | 2721.6 | 0% | 2721.6 | 144.0719 | 2865.6719 | 0% | 1.14 | 1.1235 | 1 | 3670.3239 | 50.01% | 2753.0089 | 5506.0178 | 170000 | 3211396.3392 |  | Turkey | Impulse Jet Fan |  |  | 20%
9 | F-09 |  | FAF-B35-B02-03 | Germany | Axial Inline | Single | Ambient | CAP045120001F | AXC 450-6/23°-2-P (200) (2.2 kW) S IE3 | 2405 | 375 |  | 1666 | 58% | 1 | 699.72 | 0% | 699.72 | 37.0407 | 736.7607 | 0% | 1.14 | 1.1235 | 1 | 943.6357 | 50.01% | 1415.5904 | 1415.5904 | 170000 | 3211396.3392 |  |  | Belt Driven Box fan |  |  | 25%
10 | F-10 |  | FAF-B35-B02-04 | Sweden | Inline Fan | Single | Ambient | 27758 | K 315 M sileo** | 210 | 250 | 276 | 276 | 58% | 1 | 115.92 | 0% | 115.92 | 6.1364 | 122.0564 | 0% | 1.14 | 1.1235 | 1 | 156.3286 | 50.01% | 234.5156 | 234.5156 | 170000 | 3211396.3392 |  |  | Centrifugal Box Fan |  |  | 30%
11 | F-11 |  | FAF-C29-B02-01 | Sweden | Inline Fan | Single | Ambient | 93098 | KT 60-35-4 | 1145 | 250 | 1443 | 1443 | 58% | 1 | 606.06 | 0% | 606.06 | 32.0827 | 638.1427 | 0% | 1.14 | 1.1235 | 1 | 817.3268 | 50.01% | 1226.1086 | 1226.1086 | 170000 | 3211396.3392 |  |  | Centrifugal Fan |  |  | 35%
12 | F-12 |  | FAF-C29-B02-02 | Sweden | Inline Fan | Single | Ambient | 93097 | KT 60-30-4 | 725 | 250 | 1182 | 1182 | 58% | 1 | 496.44 | 0% | 496.44 | 26.2798 | 522.7198 | 0% | 1.14 | 1.1235 | 1 | 669.4943 | 50.01% | 1004.3384 | 1004.3384 | 170000 | 3211396.3392 |  |  | Accessories |  |  | 40%
13 | F-13 |  | FAF-C29-B02-03 | Germany | Axial Inline | Single | Ambient | CAP080340001H | AXC 800-6/17°-4-P (350) (4 kW) S IE3 | 4450 | 375 |  | 2721 | 58% | 2 | 2285.64 | 0% | 2285.64 | 120.9937 | 2406.6337 | 0% | 1.14 | 1.1235 | 1 | 3082.3924 | 50.01% | 2312.0177 | 4624.0354 | 170000 | 3211396.3392 |  |  | Planum Fan |  |  | 45%
14 | F-14 |  | FAF-C29-B02-04 | Germany | Centrifugal Fan | Single | Ambient | 334079 | PRF 355D4 | 785 | 250 | 6324 | 6324 | 58% | 1 | 2656.08 | 0% | 2656.08 | 140.6035 | 2796.6835 | 0% | 1.14 | 1.1235 | 1 | 3581.9643 | 50.01% | 5373.4656 | 5373.4656 | 170000 | 3211396.3392 |  |  | SISW Fan |  |  | 58%
15 | F-15 |  | FAF-C35-B02-01 | Sweden | Inline Fan | Single | Ambient | 27758 | K 315 M sileo** | 250 | 125 | 276 | 276 | 58% | 1 | 115.92 | 0% | 115.92 | 6.1364 | 122.0564 | 0% | 1.14 | 1.1235 | 1 | 156.3286 | 50.01% | 234.5156 | 234.5156 | 170000 | 3211396.3392 |  |  | Hood Fan
16 | F-16 |  | FAF-C35-B02-03 | Germany | Axial Inline | Single | Ambient | CAP035120001D | AXC 355-6/25°-2-P (160) (1.1 kW) S IE3 | 1248 | 250 |  | 1401 | 58% | 1 | 588.42 | 0% | 588.42 | 31.1489 | 619.5689 | 0% | 1.14 | 1.1235 | 1 | 793.5376 | 50.01% | 1190.4214 | 1190.4214 | 170000 | 3211396.3392
17 | F-17 |  | FAF-A34-B02-01 | Sweden | Inline Fan | Single | Ambient | 93097 | KT 60-30-4 | 745 | 250 | 1182 | 1182 | 58% | 1 | 496.44 | 0% | 496.44 | 26.2798 | 522.7198 | 0% | 1.14 | 1.1235 | 1 | 669.4943 | 50.01% | 1004.3384 | 1004.3384 | 170000 | 3211396.3392
18 | F-18 |  | FAF-A30-B01-01 | Germany | Axial Inline | Single | Ambient | CAP040120001F | AXC 400-6/31°-2-P (160) (2.2 kW) S IE3 C | 2230 | 250 |  | 1561 | 58% | 2 | 1311.24 | 0% | 1311.24 | 69.4124 | 1380.6524 | 0% | 1.14 | 1.1235 | 1 | 1768.3258 | 50.01% | 1326.3725 | 2652.745 | 170000 | 3211396.3392
19 | F-19 |  | FAF-A30-B01-02 | Germany | Centrifugal Fan | Single | Ambient | 476764 | PRF 250D4 | 720 | 250 | 2020 | 2020 | 58% | 1 | 848.4 | 0% | 848.4 | 44.9113 | 893.3113 | 0% | 1.14 | 1.1235 | 1 | 1144.1442 | 50.01% | 1716.3821 | 1716.3821 | 170000 | 3211396.3392
20 | F-20 |  | FAF-A30-B01-03 | Sweden | Inline Fan | Single | Ambient | 19514 | K 315 L Sileo** | 310 | 250 | 330 | 330 | 58% | 1 | 138.6 | 0% | 138.6 | 7.337 | 145.937 | 0% | 1.14 | 1.1235 | 1 | 186.9146 | 50.01% | 280.3991 | 280.3991 | 170000 | 3211396.3392
21 | F-21 |  | FAF-A30-B01-04 | Sweden | Inline Fan | Single | Ambient | 19512 | K 250 L sileo | 235 | 125 | 223 | 223 | 58% | 1 | 93.66 | 0% | 93.66 | 4.958 | 98.618 | 0% | 1.14 | 1.1235 | 1 | 126.309 | 50.01% | 189.4818 | 189.4818 | 170000 | 3211396.3392
22 | F-22 |  | FAF-A30-B01-05 | Germany | Centrifugal Inline | Single | Ambient | 235403 | MUB 042 400EV Multibox | 625 | 250 | 1199 | 1199 | 58% | 1 | 503.58 | 0% | 503.58 | 26.6577 | 530.2377 | 0% | 1.14 | 1.1235 | 1 | 679.1232 | 50.01% | 1018.7832 | 1018.7832 | 170000 | 3211396.3392
23 | F-23 |  | FAF-A34-B01-01 | Germany | Centrifugal Inline | Single | Ambient | 276520 | MUB 042 450DV Multibox | 925 | 250 | 1339 | 1339 | 58% | 1 | 562.38 | 0% | 562.38 | 29.7704 | 592.1504 | 0% | 1.14 | 1.1235 | 1 | 758.4203 | 50.01% | 1137.7404 | 1137.7404 | 170000 | 3211396.3392
24 | F-24 |  | FAF-A34-B01-02 | Germany | Centrifugal Fan | Single | Ambient | 476764 | PRF 250D4 | 545 | 250 | 2020 | 2020 | 58% | 1 | 848.4 | 0% | 848.4 | 44.9113 | 893.3113 | 0% | 1.14 | 1.1235 | 1 | 1144.1442 | 50.01% | 1716.3821 | 1716.3821 | 170000 | 3211396.3392
25 | F-25 |  | FAF-A37-B01-01 | Germany | Axial Inline | Single | Ambient | CAP040120001E | AXC 400-6/23°-2-P (160) (1.5 kW) S IE3 C | 1780 | 250 |  | 1499 | 58% | 2 | 1259.16 | 0% | 1259.16 | 66.6555 | 1325.8155 | 0% | 1.14 | 1.1235 | 1 | 1698.0912 | 50.01% | 1273.6915 | 2547.3829 | 170000 | 3211396.3392
26 | F-26 |  | FAF-A37-B01-02 | Sweden | Inline Fan | Single | Ambient | 25365 | K 160 XL sileo | 155 | 125 | 171 | 171 | 58% | 1 | 71.82 | 0% | 71.82 | 3.8019 | 75.6219 | 0% | 1.14 | 1.1235 | 1 | 96.8558 | 50.01% | 145.2977 | 145.2977 | 170000 | 3211396.3392
27 | F-27 |  | FAF-A37-B01-03 | Germany | Axial Inline | Single | Ambient | CAP035120001D | AXC 355-6/25°-2-P (160) (1.1 kW) S IE3 C | 1250 | 250 |  | 1401 | 58% | 1 | 588.42 | 0% | 588.42 | 31.1489 | 619.5689 | 0% | 1.14 | 1.1235 | 1 | 793.5376 | 50.01% | 1190.4214 | 1190.4214 | 170000 | 3211396.3392
28 | F-28 |  | FAF-B30-B01-02 | Germany | Axial Inline | Single | Ambient | CAP071140001G | AXC 710-9/20°-4-P (350) (3 kW) S IE3 C | 3570 | 375 |  | 2515 | 58% | 2 | 2112.6 | 0% | 2112.6 | 111.8336 | 2224.4336 | 0% | 1.14 | 1.1235 | 1 | 2849.0323 | 50.01% | 2136.9807 | 4273.9614 | 170000 | 3211396.3392
29 | F-29 |  | FAF-B30-B01-03 | Germany | Centrifugal Inline | Single | Ambient | 235401 | MUB 025 355EV Multibox | 520 | 125 | 999 | 999 | 58% | 1 | 419.58 | 0% | 419.58 | 22.2111 | 441.7911 | 0% | 1.14 | 1.1235 | 1 | 565.8416 | 50.01% | 848.8444 | 848.8444 | 170000 | 3211396.3392
30 | F-30 |  | FAF-B34-B01-02 | Sweden | Inline Fan | Single | Ambient | 19512 | K 250 L sileo | 230 | 125 | 223 | 223 | 58% | 1 | 93.66 | 0% | 93.66 | 4.958 | 98.618 | 0% | 1.14 | 1.1235 | 1 | 126.309 | 50.01% | 189.4818 | 189.4818 | 170000 | 3211396.3392
31 | F-31 |  | FAF-B34-B01-03 | Germany | Axial Inline | Single | Ambient | CAP045120001F | AXC 450-6/21°-2-P (200) (2.2 kW) S IE3 C | 2240 | 375 |  | 1666 | 58% | 2 | 1399.44 | 0% | 1399.44 | 74.0814 | 1473.5214 | 0% | 1.14 | 1.1235 | 1 | 1887.2715 | 50.01% | 1415.5904 | 2831.1808 | 170000 | 3211396.3392
32 | F-32 |  | FAF-B37-B01-01 | Germany | Axial Inline | Single | Ambient | CAP040120001F | AXC 400-6/27°-2-P (160) (2.2 kW) S IE3 | 2005 | 250 |  | 1561 | 58% | 1 | 655.62 | 0% | 655.62 | 34.7062 | 690.3262 | 0% | 1.14 | 1.1235 | 1 | 884.1629 | 50.01% | 1326.3725 | 1326.3725 | 170000 | 3211396.3392
33 | F-33 |  | FAF-B37-B01-02 | Germany | Axial Inline | Single | Ambient | CAP040120001E | AXC 400-6/23°-2-P (160) (1.5 kW) S IE3 C | 1780 | 250 |  | 1499 | 58% | 2 | 1259.16 | 0% | 1259.16 | 66.6555 | 1325.8155 | 0% | 1.14 | 1.1235 | 1 | 1698.0912 | 50.01% | 1273.6915 | 2547.3829 | 170000 | 3211396.3392
34 | F-34 |  | FAF-B37-B01-03 | Germany | Centrifugal Fan | Single | Ambient | 334079 | PRF 355D4 | 1035 | 250 | 6324 | 6324 | 58% | 1 | 2656.08 | 0% | 2656.08 | 140.6035 | 2796.6835 | 0% | 1.14 | 1.1235 | 1 | 3581.9643 | 50.01% | 5373.4656 | 5373.4656 | 170000 | 3211396.3392
35 | F-35 |  | FAF-C30-B01-01 | Germany | Axial Inline | Single | Ambient | CAP040120001D | AXC 400-6/17°-2-P (160) (1.1 kW) S IE3 C | 1400 | 250 |  | 1445 | 58% | 2 | 1213.8 | 0% | 1213.8 | 64.2543 | 1278.0543 | 0% | 1.14 | 1.1235 | 1 | 1636.9192 | 50.01% | 1227.808 | 2455.616 | 170000 | 3211396.3392
36 | F-36 |  | FAF-C30-B01-02 | Germany | Axial Inline | Single | Ambient | CAP035120001D | AXC 355-6/25°-2-P (160) (1.1 kW) S IE3 | 1250 | 250 |  | 1401 | 58% | 1 | 588.42 | 0% | 588.42 | 31.1489 | 619.5689 | 0% | 1.14 | 1.1235 | 1 | 793.5376 | 50.01% | 1190.4214 | 1190.4214 | 170000 | 3211396.3392
37 | F-37 |  | FAF-C34-B01-04 | Germany | Axial Inline | Single | Ambient | CAP080340001H | AXC 800-6/17°-4-P (350) (4 kW) S IE3 A | 4470 | 375 |  | 2721 | 58% | 2 | 2285.64 | 0% | 2285.64 | 120.9937 | 2406.6337 | 0% | 1.14 | 1.1235 | 1 | 3082.3924 | 50.01% | 2312.0177 | 4624.0354 | 170000 | 3211396.3392
38 | F-38 |  | FAF-C35-B02-02 | Germany | Axial Inline | Single | Ambient | CAP040120001E | AXC 400-6/23°-2-P (160) (1.5 kW) S IE3 | 2240 | 250 |  | 1499 | 58% | 2 | 1259.16 | 0% | 1259.16 | 66.6555 | 1325.8155 | 0% | 1.14 | 1.1235 | 1 | 1698.0912 | 50.01% | 1273.6915 | 2547.3829 | 170000 | 3211396.3392
39 | F-39 |  | FAF-C37-B01-03 | Germany | Axial Inline | Single | Ambient | CAP050120001H | AXC 500-6/26°-2-P (200) (4 kW) S IE3 C | 3560 | 375 |  | 2148 | 58% | 2 | 1804.32 | 0% | 1804.32 | 95.5143 | 1899.8343 | 0% | 1.14 | 1.1235 | 1 | 2433.2888 | 50.01% | 1825.1429 | 3650.2859 | 170000 | 3211396.3392
40 | F-40 |  | EXF-A29-B02-01 | Sweden | Inline Fan | Single | Ambient | 25362 | K 150 M Sileo | 85 | 125 | 145 | 145 | 58% | 2 | 121.8 | 0% | 121.8 | 6.4477 | 128.2477 | 0% | 1.14 | 1.1235 | 1 | 164.2583 | 50.01% | 123.2056 | 246.4113 | 170000 | 3211396.3392
41 | F-41 |  | EXF-A29-B02-02 | Germany | Wall Mounted | Single | Ambient | 37415 | AW 630DV sileo Axial fan | 3390 | - | 1352 | 633.36 | 0% | 2 | 1266.72 | 0% | 1266.72 | 67.0557 | 1333.7757 | 0% | 1.14 | 1.1235 | 1 | 1708.2866 | 50.01% | 1281.3387 | 2562.6774 | 170000 | 3211396.3392
42 | F-42 |  | EXF-A29-B02-03 | Germany | Centrifugal Inline | Single | Ambient | 235401 | MUB 025 355EV Multibox | 525 | 125 | 999 | 999 | 58% | 1 | 419.58 | 0% | 419.58 | 22.2111 | 441.7911 | 0% | 1.14 | 1.1235 | 1 | 565.8416 | 50.01% | 848.8444 | 848.8444 | 170000 | 3211396.3392
43 | F-43 |  | EXF-A30-B02-01 | Sweden | Inline Fan | Single | Ambient | 93267 | prio 315 | 775 | 125 | 801 | 801 | 58% | 1 | 336.42 | 0% | 336.42 | 17.8089 | 354.2289 | 0% | 1.14 | 1.1235 | 1 | 453.6928 | 50.01% | 680.605 | 680.605 | 170000 | 3211396.3392
44 | F-44 |  | EXF-A30-B02-03 | Sweden | Inline Fan | Single | Ambient | 19510 | K 200 L sileo | 195 | 125 | 208 | 208 | 58% | 1 | 87.36 | 0% | 87.36 | 4.6245 | 91.9845 | 0% | 1.14 | 1.1235 | 1 | 117.8129 | 50.01% | 176.7364 | 176.7364 | 170000 | 3211396.3392
45 | F-45 |  | EXF-A35-B02-01 | Germany | Wall Mounted | Single | Ambient | 37412 | AW 500E4 sileo Axial fan | 2130 | - | 632 | 327.18 | 0% | 2 | 654.36 | 0% | 654.36 | 34.6395 | 688.9995 | 0% | 1.14 | 1.1235 | 1 | 882.4637 | 50.01% | 661.9117 | 1323.8234 | 170000 | 3211396.3392
46 | F-46 |  | EXF-A35-B02-02 | Germany | Centrifugal Fan | Single | Ambient | 334079 | PRF 355D4 | 1125 | 250 | 6324 | 6324 | 58% | 1 | 2656.08 | 0% | 2656.08 | 140.6035 | 2796.6835 | 0% | 1.14 | 1.1235 | 1 | 3581.9643 | 50.01% | 5373.4656 | 5373.4656 | 170000 | 3211396.3392
47 | F-47 |  | EXF-A35-B02-03 | Sweden | Inline Fan | Single | Ambient | 25360 | K 100 XL sileo | 45 | 125 | 140 | 140 | 58% | 2 | 117.6 | 0% | 117.6 | 6.2253 | 123.8253 | 0% | 1.14 | 1.1235 | 1 | 158.5942 | 50.01% | 118.9572 | 237.9144 | 170000 | 3211396.3392
48 | F-48 |  | EXF-B30-B02-01 | Sweden | Inline Fan | Single | Ambient | 25362 | K 150 M Sileo | 65 | 125 | 145 | 145 | 58% | 2 | 121.8 | 0% | 121.8 | 6.4477 | 128.2477 | 0% | 1.14 | 1.1235 | 1 | 164.2583 | 50.01% | 123.2056 | 246.4113 | 170000 | 3211396.3392
49 | F-49 |  | EXF-B30-B02-02 | Sweden | Inline Fan | Single | Ambient | 27758 | K 315 M sileo** | 305 | 125 | 276 | 276 | 58% | 1 | 115.92 | 0% | 115.92 | 6.1364 | 122.0564 | 0% | 1.14 | 1.1235 | 1 | 156.3286 | 50.01% | 234.5156 | 234.5156 | 170000 | 3211396.3392
50 | F-50 |  | EXF-B35-B02-01 | Sweden | Inline Fan | Single | Ambient | 27758 | K 315 M sileo** | 285 | 125 | 276 | 276 | 58% | 1 | 115.92 | 0% | 115.92 | 6.1364 | 122.0564 | 0% | 1.14 | 1.1235 | 1 | 156.3286 | 50.01% | 234.5156 | 234.5156 | 170000 | 3211396.3392
51 | F-51 |  | EXF-B35-B02-03 | Sweden | Inline Fan | Single | Ambient | 93097 | KT 60-30-4 | 760 | 250 | 1182 | 1182 | 58% | 1 | 496.44 | 0% | 496.44 | 26.2798 | 522.7198 | 0% | 1.14 | 1.1235 | 1 | 669.4943 | 50.01% | 1004.3384 | 1004.3384 | 170000 | 3211396.3392
52 | F-52 |  | EXF-B35-B02-04 | Germany | Axial Inline | Single | Ambient | CAP040120001D | AXC 400-6/18°-2-P (160) (1.1 kW) S IE3 | 1420 | 250 |  | 1445 | 58% | 1 | 606.9 | 0% | 606.9 | 32.1271 | 639.0271 | 0% | 1.14 | 1.1235 | 1 | 818.4596 | 50.01% | 1227.808 | 1227.808 | 170000 | 3211396.3392
53 | F-53 |  | EXF-B35-B02-05 | Germany | Centrifugal Inline | Single | Ambient | 235403 | MUB 042 400EV Multibox | 645 | 250 | 1199 | 1199 | 58% | 1 | 503.58 | 0% | 503.58 | 26.6577 | 530.2377 | 0% | 1.14 | 1.1235 | 1 | 679.1232 | 50.01% | 1018.7832 | 1018.7832 | 170000 | 3211396.3392
54 | F-54 |  | EXF-B35-B02-07 | Sweden | Inline Fan | Single | Ambient | 19512 | K 250 L sileo | 190 | 250 | 223 | 223 | 58% | 1 | 93.66 | 0% | 93.66 | 4.958 | 98.618 | 0% | 1.14 | 1.1235 | 1 | 126.309 | 50.01% | 189.4818 | 189.4818 | 170000 | 3211396.3392
55 | F-55 |  | EXF-C29-B02-01 | Sweden | Inline Fan | Single | Ambient | 93098 | KT 60-35-4 | 1040 | 250 | 1443 | 1443 | 58% | 1 | 606.06 | 0% | 606.06 | 32.0827 | 638.1427 | 0% | 1.14 | 1.1235 | 1 | 817.3268 | 50.01% | 1226.1086 | 1226.1086 | 170000 | 3211396.3392
56 | F-56 |  | EXF-C29-B02-02 | Germany | Wall Mounted | Single | Ambient | 34140 | AW 710DV sileo Axial fan | 4230 | - | 2005 | 928.2 | 0% | 2 | 1856.4 | 0% | 1856.4 | 98.2713 | 1954.6713 | 0% | 1.14 | 1.1235 | 1 | 2503.5234 | 50.01% | 1877.824 | 3755.648 | 170000 | 3211396.3392
57 | F-57 |  | EXF-C29-B02-03 | Germany | Centrifugal Inline | Single | Ambient | 235400 | MUB 025 355DV Multibox | 655 | 125 | 1050 | 1050 | 58% | 1 | 441 | 0% | 441 | 23.345 | 464.345 | 0% | 1.14 | 1.1235 | 1 | 594.7284 | 50.01% | 892.1788 | 892.1788 | 170000 | 3211396.3392
58 | F-58 |  | EXF-C29-B02-04 | Germany | Centrifugal Fan | Single | Ambient | 334079 | PRF 355D4 | 785 | 125 | 6324 | 6324 | 58% | 1 | 2656.08 | 0% | 2656.08 | 140.6035 | 2796.6835 | 0% | 1.14 | 1.1235 | 1 | 3581.9643 | 50.01% | 5373.4656 | 5373.4656 | 170000 | 3211396.3392
59 | F-59 |  | EXF-C35-B02-01 | Germany | Wall Mounted | Single | Ambient | 37412 | AW 500E4 sileo Axial fan | 2130 | - | 632 | 327.18 | 0% | 2 | 654.36 | 0% | 654.36 | 34.6395 | 688.9995 | 0% | 1.14 | 1.1235 | 1 | 882.4637 | 50.01% | 661.9117 | 1323.8234 | 170000 | 3211396.3392
60 | F-60 |  | EXF-C35-B02-02 | Sweden | Inline Fan | Single | Ambient | 19510 | K 200 L sileo | 225 | 125 | 208 | 208 | 58% | 1 | 87.36 | 0% | 87.36 | 4.6245 | 91.9845 | 0% | 1.14 | 1.1235 | 1 | 117.8129 | 50.01% | 176.7364 | 176.7364 | 170000 | 3211396.3392
61 | F-61 |  | EXF-C35-B02-03 | Germany | Axial Inline | Single | Ambient | CAP035120001D | AXC 355-6/23°-2-P (160) (1.1 kW) S IE3 | 1185 | 250 |  | 1401 | 58% | 1 | 588.42 | 0% | 588.42 | 31.1489 | 619.5689 | 0% | 1.14 | 1.1235 | 1 | 793.5376 | 50.01% | 1190.4214 | 1190.4214 | 170000 | 3211396.3392
62 | F-62 |  | EXF-A34-B02-01 | Sweden | Inline Fan | Single | Ambient | 93267 | prio 315 | 675 | 125 | 801 | 801 | 58% | 1 | 336.42 | 0% | 336.42 | 17.8089 | 354.2289 | 0% | 1.14 | 1.1235 | 1 | 453.6928 | 50.01% | 680.605 | 680.605 | 170000 | 3211396.3392
63 | F-63 |  | EXF-B35-B02-02 | Germany | Wall Mounted | Single | Ambient | 34140 | AW 710DV sileo Axial fan | 5510 | - | 2005 | 928.2 | 0% | 2 | 1856.4 | 0% | 1856.4 | 98.2713 | 1954.6713 | 0% | 1.14 | 1.1235 | 1 | 2503.5234 | 50.01% | 1877.824 | 3755.648 | 170000 | 3211396.3392
64 | F-64 |  | EXF-A30-B01-01 | Germany | Centrifugal Inline | Single | Ambient | 276520 | MUB 042 450DV Multibox | 930 | 250 | 1339 | 1339 | 58% | 1 | 562.38 | 0% | 562.38 | 29.7704 | 592.1504 | 0% | 1.14 | 1.1235 | 1 | 758.4203 | 50.01% | 1137.7404 | 1137.7404 | 170000 | 3211396.3392
65 | F-65 |  | EXF-A30-B01-02 | Germany | Wall Mounted | Single | Ambient | 37412 | AW 500E4 sileo Axial fan | 2120 | - | 632 | 327.18 | 0% | 2 | 654.36 | 0% | 654.36 | 34.6395 | 688.9995 | 0% | 1.14 | 1.1235 | 1 | 882.4637 | 50.01% | 661.9117 | 1323.8234 | 170000 | 3211396.3392
66 | F-66 |  | EXF-A30-B01-03 | Sweden | Inline Fan | Single | Ambient | 93294 | KT 50-30-4** | 565 | 125 | 859 | 859 | 58% | 1 | 360.78 | 0% | 360.78 | 19.0984 | 379.8784 | 0% | 1.14 | 1.1235 | 1 | 486.5445 | 50.01% | 729.8872 | 729.8872 | 170000 | 3211396.3392
67 | F-67 |  | EXF-A30-B01-04 | Germany | Centrifugal Fan | Single | Ambient | 476764 | PRF 250D4 | 720 | 250 | 2020 | 2020 | 58% | 1 | 848.4 | 0% | 848.4 | 44.9113 | 893.3113 | 0% | 1.14 | 1.1235 | 1 | 1144.1442 | 50.01% | 1716.3821 | 1716.3821 | 170000 | 3211396.3392
68 | F-68 |  | EXF-A34-B01-01 | Sweden | Inline Fan | Single | Ambient | 19510 | K 200 L sileo | 230 | 125 | 208 | 208 | 58% | 1 | 87.36 | 0% | 87.36 | 4.6245 | 91.9845 | 0% | 1.14 | 1.1235 | 1 | 117.8129 | 50.01% | 176.7364 | 176.7364 | 170000 | 3211396.3392
69 | F-69 |  | EXF-A34-B01-02 | Sweden | Inline Fan | Single | Ambient | 93267 | prio 315 | 675 | 125 | 801 | 801 | 58% | 1 | 336.42 | 0% | 336.42 | 17.8089 | 354.2289 | 0% | 1.14 | 1.1235 | 1 | 453.6928 | 50.01% | 680.605 | 680.605 | 170000 | 3211396.3392
70 | F-70 |  | EXF-A34-B01-03 | Germany | Centrifugal Fan | Single | Ambient | 476764 | PRF 250D4 | 545 | 125 | 2020 | 2020 | 58% | 1 | 848.4 | 0% | 848.4 | 44.9113 | 893.3113 | 0% | 1.14 | 1.1235 | 1 | 1144.1442 | 50.01% | 1716.3821 | 1716.3821 | 170000 | 3211396.3392
71 | F-71 |  | EXF-A37-B01-02 | Germany | Wall Mounted | Single | Ambient | 37411 | AW 450E4 sileo Axial fan | 1700 | - | 638 | 309.54 | 0% | 2 | 619.08 | 0% | 619.08 | 32.7719 | 651.8519 | 0% | 1.14 | 1.1235 | 1 | 834.8854 | 50.01% | 626.2246 | 1252.4491 | 170000 | 3211396.3392
72 | F-72 |  | EXF-A37-B01-03 | Sweden | Inline Fan | Single | Ambient | 25363 | K 150 XL sileo | 140 | 125 | 171 | 171 | 58% | 1 | 71.82 | 0% | 71.82 | 3.8019 | 75.6219 | 0% | 1.14 | 1.1235 | 1 | 96.8558 | 50.01% | 145.2977 | 145.2977 | 170000 | 3211396.3392
73 | F-73 |  | EXF-A37-B01-04 | Germany | Axial Inline | Single | Ambient | CAP035120001D | AXC 355-6/23°-2-P (160) (1.1 kW) S IE3 C | 1190 | 250 |  | 1401 | 58% | 1 | 588.42 | 0% | 588.42 | 31.1489 | 619.5689 | 0% | 1.14 | 1.1235 | 1 | 793.5376 | 50.01% | 1190.4214 | 1190.4214 | 170000 | 3211396.3392
74 | F-74 |  | EXF-A37-B01-05 | Sweden | Inline Fan | Single | Ambient | 25363 | K 150 XL sileo | 140 | 125 | 171 | 171 | 58% | 2 | 143.64 | 0% | 143.64 | 7.6038 | 151.2438 | 0% | 1.14 | 1.1235 | 1 | 193.7115 | 50.01% | 145.2977 | 290.5954 | 170000 | 3211396.3392
75 | F-75 |  | EXF-B30-B01-01 | Germany | Centrifugal Inline | Single | Ambient | 235401 | MUB 025 355EV Multibox | 465 | 125 | 999 | 999 | 58% | 1 | 419.58 | 0% | 419.58 | 22.2111 | 441.7911 | 0% | 1.14 | 1.1235 | 1 | 565.8416 | 50.01% | 848.8444 | 848.8444 | 170000 | 3211396.3392
76 | F-76 |  | EXF-B30-B01-03 | Sweden | Inline Fan | Single | Ambient | 19514 | K 315 L Sileo** | 340 | 125 | 330 | 330 | 58% | 1 | 138.6 | 0% | 138.6 | 7.337 | 145.937 | 0% | 1.14 | 1.1235 | 1 | 186.9146 | 50.01% | 280.3991 | 280.3991 | 170000 | 3211396.3392
77 | F-77 |  | EXF-B30-B01-04 | Germany | Wall Mounted | Single | Ambient | 37415 | AW 630DV sileo Axial fan | 3400 | - | 1352 | 633.36 | 0% | 2 | 1266.72 | 0% | 1266.72 | 67.0557 | 1333.7757 | 0% | 1.14 | 1.1235 | 1 | 1708.2866 | 50.01% | 1281.3387 | 2562.6774 | 170000 | 3211396.3392
78 | F-78 |  | EXF-B34-B01-01 | Sweden | Inline Fan | Single | Ambient | 19510 | K 200 L sileo | 205 | 125 | 208 | 208 | 58% | 1 | 87.36 | 0% | 87.36 | 4.6245 | 91.9845 | 0% | 1.14 | 1.1235 | 1 | 117.8129 | 50.01% | 176.7364 | 176.7364 | 170000 | 3211396.3392
79 | F-79 |  | EXF-B34-B01-02 | Sweden | Inline Fan | Single | Ambient | 25361 | K 125 XL sileo | 60 | 125 | 141 | 141 | 58% | 2 | 118.44 | 0% | 118.44 | 6.2698 | 124.7098 | 0% | 1.14 | 1.1235 | 1 | 159.7271 | 50.01% | 119.8069 | 239.6137 | 170000 | 3211396.3392
80 | F-80 |  | EXF-B34-B01-03 | Germany | Wall Mounted | Single | Ambient | 37412 | AW 500E4 sileo Axial fan | 2130 | - | 632 | 327.18 | 0% | 2 | 654.36 | 0% | 654.36 | 34.6395 | 688.9995 | 0% | 1.14 | 1.1235 | 1 | 882.4637 | 50.01% | 661.9117 | 1323.8234 | 170000 | 3211396.3392
81 | F-81 |  | EXF-B37-B01-01 | Sweden | Inline Fan | Single | Ambient | 27758 | K 315 M sileo** | 260 | 250 | 276 | 276 | 58% | 1 | 115.92 | 0% | 115.92 | 6.1364 | 122.0564 | 0% | 1.14 | 1.1235 | 1 | 156.3286 | 50.01% | 234.5156 | 234.5156 | 170000 | 3211396.3392
82 | F-82 |  | EXF-B37-B01-02 | Germany | Wall Mounted | Single | Ambient | 37411 | AW 450E4 sileo Axial fan | 1700 | - | 638 | 309.54 | 0% | 2 | 619.08 | 0% | 619.08 | 32.7719 | 651.8519 | 0% | 1.14 | 1.1235 | 1 | 834.8854 | 50.01% | 626.2246 | 1252.4491 | 170000 | 3211396.3392
83 | F-83 |  | EXF-B37-B01-03 | Germany | Axial Inline | Single | Ambient | CAP040120001E | AXC 400-6/20°-2-P (160) (1.5 kW) S IE3 | 1575 | 250 |  | 1499 | 58% | 1 | 629.58 | 0% | 629.58 | 33.3277 | 662.9077 | 0% | 1.14 | 1.1235 | 1 | 849.0456 | 50.01% | 1273.6915 | 1273.6915 | 170000 | 3211396.3392
84 | F-84 |  | EXF-B37-B01-04 | Germany | Centrifugal Fan | Single | Ambient | 334079 | PRF 355D4 | 1035 | 250 | 6324 | 6324 | 58% | 1 | 2656.08 | 0% | 2656.08 | 140.6035 | 2796.6835 | 0% | 1.14 | 1.1235 | 1 | 3581.9643 | 50.01% | 5373.4656 | 5373.4656 | 170000 | 3211396.3392
85 | F-85 |  | EXF-C30-B01-01 | Germany | Inline Fan | Single | Ambient | 36381 | prio 200E2 circular duct fan | 90 | 125 | 227 | 227 | 58% | 2 | 190.68 | 0% | 190.68 | 10.0939 | 200.7739 | 0% | 1.14 | 1.1235 | 1 | 257.1492 | 50.01% | 192.8806 | 385.7611 | 170000 | 3211396.3392
86 | F-86 |  | EXF-C30-B01-02 | Germany | Axial Inline | Single | Ambient | CAP035120001D | AXC 355-6/23°-2-P (160) (1.1 kW) S IE3 C | 1190 | 250 |  | 1401 | 58% | 1 | 588.42 | 0% | 588.42 | 31.1489 | 619.5689 | 0% | 1.14 | 1.1235 | 1 | 793.5376 | 50.01% | 1190.4214 | 1190.4214 | 170000 | 3211396.3392
87 | F-87 |  | EXF-C30-B01-03 | Germany | Wall Mounted | Single | Ambient | 37411 | AW 450E4 sileo Axial fan | 1330 | - | 638 | 309.54 | 0% | 2 | 619.08 | 0% | 619.08 | 32.7719 | 651.8519 | 0% | 1.14 | 1.1235 | 1 | 834.8854 | 50.01% | 626.2246 | 1252.4491 | 170000 | 3211396.3392
88 | F-88 |  | EXF-C34-B01-04 | Germany | Wall Mounted | Single | Ambient | 34140 | AW 710DV sileo Axial fan | 4250 | - | 2005 | 928.2 | 0% | 2 | 1856.4 | 0% | 1856.4 | 98.2713 | 1954.6713 | 0% | 1.14 | 1.1235 | 1 | 2503.5234 | 50.01% | 1877.824 | 3755.648 | 170000 | 3211396.3392
89 | F-89 |  | EXF-C37-B01-01 | Germany | Wall Mounted | Single | Ambient | 37415 | AW 630DV sileo Axial fan | 3390 | - | 1352 | 633.36 | 0% | 2 | 1266.72 | 0% | 1266.72 | 67.0557 | 1333.7757 | 0% | 1.14 | 1.1235 | 1 | 1708.2866 | 50.01% | 1281.3387 | 2562.6774 | 170000 | 3211396.3392
90 | F-90 |  | EX.F-BS02-PARKING-01:04 | Germany | Axial Inline | Single | 300°C/2Hr | CAPVB112140301P | AXC 1120-12/25°-4(B)-PV (500) (37 kW) S IE3 E | 11400/17400 | 500/1165 |  | 16630 | 58% | 4 | 27938.4 | 0% | 27938.4 | 1478.9604 | 29417.3604 | 0% | 1.14 | 1.1235 | 1 | 37677.461 | 50.01% | 14130.4131 | 56521.6522 | 170000 | 3211396.3392
91 | F-91 |  | EX.F-BS02-PARKING-05:08 | Germany | Axial Inline | Single | 300°C/2Hr | CAPVB112140301Q | AXC 1120-12/27°-4(B)-PV (500) (45 kW) S IE3 E | 11300/17600 | 500/1213 |  | 17794 | 58% | 4 | 29893.92 | 0% | 29893.92 | 1582.4787 | 31476.3987 | 0% | 1.14 | 1.1235 | 1 | 40314.6567 | 50.01% | 15119.457 | 60477.828 | 170000 | 3211396.3392
92 | F-92 |  | EX.F-BS02-PARKING-09:12 | Germany | Axial Inline | Single | 300°C/2Hr | CAPVB125140301R | AXC 1250-12/20°-4(B)-PV (500) (55 kW) S IE3 E | 13400/22300 | 500/1385 |  | 20413 | 58% | 4 | 34293.84 | 0% | 34293.84 | 1815.395 | 36109.235 | 0% | 1.14 | 1.1235 | 1 | 46248.3471 | 50.01% | 17344.8059 | 69379.2235 | 170000 | 3211396.3392
93 | F-93 |  | EX.F-BS02-PARKING-13:16 | Germany | Axial Inline | Single | 300°C/2Hr | CAPVB125140301Q | AXC 1250-12/18°-4(B)-PV (500) (45 kW) S IE3 E | 11200/18600 | 500/1379 |  | 18629 | 58% | 4 | 31296.72 | 0% | 31296.72 | 1656.738 | 32953.458 | 0% | 1.14 | 1.1235 | 1 | 42206.4595 | 50.01% | 15828.9516 | 63315.8063 | 170000 | 3211396.3392
94 | F-94 |  | EX.F-BS02-PARKING-17:20 | Germany | Axial Inline | Single | 300°C/2Hr | CAPVB112140301P | AXC 1120-12/26°-4(B)-PV (500) (37 kW) S IE3 E | 11000/17200 | 500/1222 |  | 16630 | 58% | 4 | 27938.4 | 0% | 27938.4 | 1478.9604 | 29417.3604 | 0% | 1.14 | 1.1235 | 1 | 37677.461 | 50.01% | 14130.4131 | 56521.6522 | 170000 | 3211396.3392
95 | F-95 |  | EX.F-BS02-PARKING-21:24 | Germany | Axial Inline | Single | 300°C/2Hr | CAPVB125140301R | AXC 1250-12/20°-4(B)-PV (500) (55 kW) S IE3 E | 13800/22900 | 500/1377 |  | 20413 | 58% | 4 | 34293.84 | 0% | 34293.84 | 1815.395 | 36109.235 | 0% | 1.14 | 1.1235 | 1 | 46248.3471 | 50.01% | 17344.8059 | 69379.2235 | 170000 | 3211396.3392
96 | F-96 |  | EX.F-BS02-PARKING-25:28 | Germany | Axial Inline | Single | 300°C/2Hr | CAPVB125140301R | AXC 1250-12/20°-4(B)-PV (500) (55 kW) S IE3 E | 13900/23100 | 500/1381 |  | 20413 | 58% | 4 | 34293.84 | 0% | 34293.84 | 1815.395 | 36109.235 | 0% | 1.14 | 1.1235 | 1 | 46248.3471 | 50.01% | 17344.8059 | 69379.2235 | 170000 | 3211396.3392
97 | F-97 |  | EX.F-BS02-PARKING-29:32 | Germany | Axial Inline | Single | 300°C/2Hr | CAPVB125140311S | AXC 1250-12/25°-4(B)-PV (500) (75 kW) S IE4 E | 16100/26800 | 500/1385 |  | 28326.37 | 58% | 4 | 47588.3016 | 0% | 47588.3016 | 2519.1569 | 50107.4585 | 0% | 1.14 | 1.1235 | 1 | 64177.1318 | 50.01% | 24068.7498 | 96274.9991 | 170000 | 3211396.3392
98 | F-98 |  | EX.F-BS02-PARKING-33:36 | Germany | Axial Inline | Single | 300°C/2Hr | CAPVB125140311S | AXC 1250-12/26°-4(B)-PV (500) (75 kW) S IE4 E | 17000/28400 | 500/1395 |  | 28326.37 | 58% | 4 | 47588.3016 | 0% | 47588.3016 | 2519.1569 | 50107.4585 | 0% | 1.14 | 1.1235 | 1 | 64177.1318 | 50.01% | 24068.7498 | 96274.9991 | 170000 | 3211396.3392
99 | F-99 |  | EX.F-BS02-PARKING-37:40 | Germany | Axial Inline | Single | 300°C/2Hr | CAPVB112140301Q | AXC 1120-12/31°-4(B)-PV (500) (45 kW) S IE3 E | 11600/18900 | 500/1327 |  | 17794 | 58% | 4 | 29893.92 | 0% | 29893.92 | 1582.4787 | 31476.3987 | 0% | 1.14 | 1.1235 | 1 | 40314.6567 | 50.01% | 15119.457 | 60477.828 | 170000 | 3211396.3392
100 | F-100 |  | EX.F-BS02-PARKING-41:44 | Germany | Axial Inline | Single | 300°C/2Hr | CAPVB100140301O | AXC 1000-10/32°-4(B)-PV (450) (30 kW) S IE3 E | 11400/15200 | 500/889 |  | 11584 | 58% | 4 | 19461.12 | 0% | 19461.12 | 1030.2031 | 20491.3231 | 0% | 1.14 | 1.1235 | 1 | 26245.0817 | 50.01% | 9842.8566 | 39371.4263 | 170000 | 3211396.3392
101 | F-101 |  | EX.F-BS02-PARKING-45:48 | Germany | Axial Inline | Single | 300°C/2Hr | CAPVB100140301O | AXC 1000-10/33°-4(B)-PV (450) (30 kW) S IE3 E | 11900/15800 | 500/881 |  | 11584 | 58% | 4 | 19461.12 | 0% | 19461.12 | 1030.2031 | 20491.3231 | 0% | 1.14 | 1.1235 | 1 | 26245.0817 | 50.01% | 9842.8566 | 39371.4263 | 170000 | 3211396.3392
102 | F-102 |  | EX.F-BS02-PARKING-49:52 | Germany | Axial Inline | Single | 300°C/2Hr | CAPVB100140301O | AXC 1000-10/30°-4(B)-PV (450) (30 kW) S IE3 E | 10800/14400 | 500/889 |  | 11584 | 58% | 4 | 19461.12 | 0% | 19461.12 | 1030.2031 | 20491.3231 | 0% | 1.14 | 1.1235 | 1 | 26245.0817 | 50.01% | 9842.8566 | 39371.4263 | 170000 | 3211396.3392
103 | F-103 |  | EX.F-BS01-PARKING-01:04 | Germany | Axial Inline | Single | 300°C/2Hr | CAPVB125140301R | AXC 1250-12/19°-4(B)-PV (500) (55 kW) S IE3 E | 11200/19000 | 500/1439 |  | 20413 | 58% | 4 | 34293.84 | 0% | 34293.84 | 1815.395 | 36109.235 | 0% | 1.14 | 1.1235 | 1 | 46248.3471 | 50.01% | 17344.8059 | 69379.2235 | 170000 | 3211396.3392
104 | F-104 |  | EX.F-BS01-PARKING-05:08 | Germany | Axial Inline | Single | 300°C/2Hr | CAPVB125140311S | AXC 1250-12/24°-4(B)-PV (500) (75 kW) S IE4 E | 14800/25000 | 500/1427 |  | 28326.37 | 58% | 4 | 47588.3016 | 0% | 47588.3016 | 2519.1569 | 50107.4585 | 0% | 1.14 | 1.1235 | 1 | 64177.1318 | 50.01% | 24068.7498 | 96274.9991 | 170000 | 3211396.3392
105 | F-105 |  | EX.F-BS01-PARKING-09:12 | Germany | Axial Inline | Single | 300°C/2Hr | CAPVB125140301R | AXC 1250-12/20°-4(B)-PV (500) (55 kW) S IE3 E | 13200/22000 | 500/1389 |  | 20413 | 58% | 4 | 34293.84 | 0% | 34293.84 | 1815.395 | 36109.235 | 0% | 1.14 | 1.1235 | 1 | 46248.3471 | 50.01% | 17344.8059 | 69379.2235 | 170000 | 3211396.3392
106 | F-106 |  | EX.F-BS01-PARKING-13:16 | Germany | Axial Inline | Single | 300°C/2Hr | CAPVB125140301R | AXC 1250-12/21°-4(B)-PV (500) (55 kW) S IE3 E | 13800/23000 | 500/1389 |  | 20413 | 58% | 4 | 34293.84 | 0% | 34293.84 | 1815.395 | 36109.235 | 0% | 1.14 | 1.1235 | 1 | 46248.3471 | 50.01% | 17344.8059 | 69379.2235 | 170000 | 3211396.3392
107 | F-107 |  | EX.F-BS01-PARKING-17:20 | Germany | Axial Inline | Single | 300°C/2Hr | CAPVB125140301R | AXC 1250-12/20°-4(B)-PV (500) (55 kW) S IE3 E | 12400/21000 | 500/1434 |  | 20413 | 58% | 4 | 34293.84 | 0% | 34293.84 | 1815.395 | 36109.235 | 0% | 1.14 | 1.1235 | 1 | 46248.3471 | 50.01% | 17344.8059 | 69379.2235 | 170000 | 3211396.3392
108 | F-108 |  | EX.F-BS01-PARKING-21:24 | Germany | Axial Inline | Single | 300°C/2Hr | CAPVB125140301Q | AXC 1250-12/17°-4(B)-PV (500) (45 kW) S IE3 E | 9800/16500 | 500/1417 |  | 18629 | 58% | 4 | 31296.72 | 0% | 31296.72 | 1656.738 | 32953.458 | 0% | 1.14 | 1.1235 | 1 | 42206.4595 | 50.01% | 15828.9516 | 63315.8063 | 170000 | 3211396.3392
109 | F-109 |  | EX.F-BS01-PARKING-25:28 | Germany | Axial Inline | Single | 300°C/2Hr | CAPVB125140301R | AXC 1250-12/20°-4(B)-PV (500) (55 kW) S IE3 E | 12700/21500 | 500/1433 |  | 20413 | 58% | 4 | 34293.84 | 0% | 34293.84 | 1815.395 | 36109.235 | 0% | 1.14 | 1.1235 | 1 | 46248.3471 | 50.01% | 17344.8059 | 69379.2235 | 170000 | 3211396.3392
110 | F-110 |  | P.F-B01-01 | Germany | Centrifugal Inline | Single | 400°C/2Hr | 92044 | MUB/F 042 450D4 | 847 | 250 | 2574 | 2574 | 58% | 1 | 1081.08 | 0% | 1081.08 | 57.2286 | 1138.3086 | 0% | 1.14 | 1.1235 | 1 | 1457.9342 | 50.01% | 2187.1126 | 2187.1126 | 170000 | 3211396.3392
111 | F-111 |  | P.F-B01-02 | Germany | Axial Inline | Single | 300°C/2Hr | CAPB056140301D | AXC 560-9/16°-4(B)-P (250) (1.1 kW) S IE3 | 1463 | 250 |  | 2223 | 58% | 1 | 933.66 | 0% | 933.66 | 49.4247 | 983.0847 | 0% | 1.14 | 1.1235 | 1 | 1259.125 | 50.01% | 1888.87 | 1888.87 | 170000 | 3211396.3392
112 | F-112 |  | P.F-B01-03 | Slovenia | Centrifugal Inline | Single | 400°C/2Hr | 9995203 | BKF 400D4-XS/F400 IE3 | 829 | 250 | 1855 | 1855 | 58% | 1 | 779.1 | 0% | 779.1 | 41.2428 | 820.3428 | 0% | 1.14 | 1.1235 | 1 | 1050.6869 | 50.01% | 1576.1826 | 1576.1826 | 170000 | 3211396.3392
113 | F-113 |  | P.F-B01-04 | Slovenia | Centrifugal Inline | Single | 400°C/2Hr | 9995198 | BKF 315D4-XL/F400 IE3 | 452 | 200 | 1491 | 1491 | 58% | 1 | 626.22 | 0% | 626.22 | 33.1499 | 659.3699 | 0% | 1.14 | 1.1235 | 1 | 844.5143 | 50.01% | 1266.8939 | 1266.8939 | 170000 | 3211396.3392
114 | F-114 |  | P.F-B01-06 | Germany | Centrifugal Inline | Single | 400°C/2Hr | 92044 | MUB/F 042 450D4 | 880 | 250 | 2574 | 2574 | 58% | 1 | 1081.08 | 0% | 1081.08 | 57.2286 | 1138.3086 | 0% | 1.14 | 1.1235 | 1 | 1457.9342 | 50.01% | 2187.1126 | 2187.1126 | 170000 | 3211396.3392
115 | F-115 |  | P.F-B01-07 | Slovenia | Centrifugal Inline | Single | 400°C/2Hr | 9995203 | BKF 400D4-XS/F400 IE3 | 828 | 250 | 1855 | 1855 | 58% | 1 | 779.1 | 0% | 779.1 | 41.2428 | 820.3428 | 0% | 1.14 | 1.1235 | 1 | 1050.6869 | 50.01% | 1576.1826 | 1576.1826 | 170000 | 3211396.3392
116 | F-116 |  | P.F-B02-01 | Slovenia | Centrifugal Inline | Single | 400°C/2Hr | 9995198 | BKF 315D4-XL/F400 IE3 | 429 | 200 | 1491 | 1491 | 58% | 1 | 626.22 | 0% | 626.22 | 33.1499 | 659.3699 | 0% | 1.14 | 1.1235 | 1 | 844.5143 | 50.01% | 1266.8939 | 1266.8939 | 170000 | 3211396.3392
117 | F-117 |  | P.F-B02-02 | Slovenia | Centrifugal Inline | Single | 400°C/2Hr | 9995200 | BKF 355D4/F400 IE3 | 583 | 200 | 1605 | 1605 | 58% | 1 | 674.1 | 0% | 674.1 | 35.6845 | 709.7845 | 0% | 1.14 | 1.1235 | 1 | 909.0849 | 50.01% | 1363.759 | 1363.759 | 170000 | 3211396.3392
118 | F-118 |  | P.F-B02-03 | Slovenia | Centrifugal Inline | Single | 400°C/2Hr | 9995199 | BKF 355D6/F400 IE2 50/60Hz | 123 | 150 | 1393 | 1393 | 58% | 1 | 585.06 | 0% | 585.06 | 30.971 | 616.031 | 0% | 1.14 | 1.1235 | 1 | 789.0064 | 50.01% | 1183.6239 | 1183.6239 | 170000 | 3211396.3392
119 | F-119 |  | P.F-B02-04 | Germany | Centrifugal Inline | Single | 400°C/2Hr | 92044 | MUB/F 042 450D4 | 859 | 250 | 2574 | 2574 | 58% | 1 | 1081.08 | 0% | 1081.08 | 57.2286 | 1138.3086 | 0% | 1.14 | 1.1235 | 1 | 1457.9342 | 50.01% | 2187.1126 | 2187.1126 | 170000 | 3211396.3392
120 | F-120 |  | P.F-B02-05 | Slovenia | Centrifugal Inline | Single | 400°C/2Hr | 9995203 | BKF 400D4-XS/F400 IE3 | 812 | 250 | 1855 | 1855 | 58% | 1 | 779.1 | 0% | 779.1 | 41.2428 | 820.3428 | 0% | 1.14 | 1.1235 | 1 | 1050.6869 | 50.01% | 1576.1826 | 1576.1826 | 170000 | 3211396.3392
121 | F-121 |  | P.F-B02-06 | Slovenia | Centrifugal Inline | Single | 400°C/2Hr | 9995198 | BKF 315D4-XL/F400 IE3 | 227 | 200 | 1491 | 1491 | 58% | 1 | 626.22 | 0% | 626.22 | 33.1499 | 659.3699 | 0% | 1.14 | 1.1235 | 1 | 844.5143 | 50.01% | 1266.8939 | 1266.8939 | 170000 | 3211396.3392
122 | F-122 |  | P.F-B02-07 | Slovenia | Centrifugal Inline | Single | 400°C/2Hr | 9995198 | BKF 315D4-XL/F400 IE3 | 380 | 250 | 1491 | 1491 | 58% | 1 | 626.22 | 0% | 626.22 | 33.1499 | 659.3699 | 0% | 1.14 | 1.1235 | 1 | 844.5143 | 50.01% | 1266.8939 | 1266.8939 | 170000 | 3211396.3392
123 | F-123 |  | P.F-B02-08 | Slovenia | Centrifugal Inline | Single | 400°C/2Hr | 9995203 | BKF 400D4-XS/F400 IE3 | 747 | 250 | 1855 | 1855 | 58% | 1 | 779.1 | 0% | 779.1 | 41.2428 | 820.3428 | 0% | 1.14 | 1.1235 | 1 | 1050.6869 | 50.01% | 1576.1826 | 1576.1826 | 170000 | 3211396.3392
124 | F-124 |  | P.F-B02-09 | Slovenia | Centrifugal Inline | Single | 400°C/2Hr | 9995203 | BKF 400D4-XS/F400 IE3 | 739 | 250 | 1855 | 1855 | 58% | 1 | 779.1 | 0% | 779.1 | 41.2428 | 820.3428 | 0% | 1.14 | 1.1235 | 1 | 1050.6869 | 50.01% | 1576.1826 | 1576.1826 | 170000 | 3211396.3392
125 | F-125 |  | P.F-B02-10 | Slovenia | Centrifugal Inline | Single | 400°C/2Hr | 9995198 | BKF 315D4-XL/F400 IE3 | 223 | 200 | 1491 | 1491 | 58% | 1 | 626.22 | 0% | 626.22 | 33.1499 | 659.3699 | 0% | 1.14 | 1.1235 | 1 | 844.5143 | 50.01% | 1266.8939 | 1266.8939 | 170000 | 3211396.3392
126 | F-126 |  | P.F-B02-11 | Germany | Centrifugal Fan | Single | 400°C/2Hr | 251435 | KBR/F 280D4 smoke extr. F400 | 96 | 200 | 1820 | 1820 | 58% | 1 | 764.4 | 0% | 764.4 | 40.4646 | 804.8646 | 0% | 1.14 | 1.1235 | 1 | 1030.8626 | 50.01% | 1546.4433 | 1546.4433 | 170000 | 3211396.3392
127 | F-127 |  | P.F-B02-12 | Slovenia | Centrifugal Inline | Single | 400°C/2Hr | 9995203 | BKF 400D4-XS/F400 IE3 | 692 | 250 | 1855 | 1855 | 58% | 1 | 779.1 | 0% | 779.1 | 41.2428 | 820.3428 | 0% | 1.14 | 1.1235 | 1 | 1050.6869 | 50.01% | 1576.1826 | 1576.1826 | 170000 | 3211396.3392
128 | F-128 |  | S.F-BS02-PARKING-01:04 | Germany | Axial Inline | Single | 300°C/2Hr | CAPVB125140301P | AXC 1250-12/13°-4(B)-PV (500) (37 kW) S IE3 E | 9700/14800 | 560/1304 |  | 17462 | 58% | 4 | 29336.16 | 0% | 29336.16 | 1552.9529 | 30889.1129 | 0% | 1.14 | 1.1235 | 1 | 39562.4669 | 50.01% | 14837.3586 | 59349.4342 | 170000 | 3211396.3392
129 | F-129 |  | S.F-BS02-PARKING-05:08 | Germany | Axial Inline | Single | 300°C/2Hr | CAPVB125140301P | AXC 1250-12/13°-4(B)-PV (500) (37 kW) S IE3 E | 9700/15000 | 560/1339 |  | 10588 | 58% | 4 | 17787.84 | 0% | 17787.84 | 941.6255 | 18729.4655 | 0% | 1.14 | 1.1235 | 1 | 23988.5122 | 50.01% | 8996.5612 | 35986.245 | 170000 | 3211396.3392
130 | F-130 |  | S.F-BS02-PARKING-09:12 | Germany | Axial Inline | Single | 300°C/2Hr | CAPVB125140301R | AXC 1250-12/20°-4(B)-PV (500) (55 kW) S IE3 E | 11400/18900 | 560/1539 |  | 20413 | 58% | 4 | 34293.84 | 0% | 34293.84 | 1815.395 | 36109.235 | 0% | 1.14 | 1.1235 | 1 | 46248.3471 | 50.01% | 17344.8059 | 69379.2235 | 170000 | 3211396.3392
131 | F-131 |  | S.F-BS02-PARKING-13:16 | Germany | Axial Inline | Single | 300°C/2Hr | CAPVB125140301Q | AXC 1250-12/17°-4(B)-PV (500) (45 kW) S IE3 E | 9500/14600 | 560/1549 |  | 18629 | 58% | 4 | 31296.72 | 0% | 31296.72 | 1656.738 | 32953.458 | 0% | 1.14 | 1.1235 | 1 | 42206.4595 | 50.01% | 15828.9516 | 63315.8063 | 170000 | 3211396.3392
132 | F-132 |  | S.F-BS02-PARKING-17:20 | Germany | Axial Inline | Single | 300°C/2Hr | CAPVB125140301R | AXC 1250-12/18°-4(B)-PV (500) (55 kW) S IE3 E | 9400/19500 | 560/1351 |  | 20413 | 58% | 4 | 34293.84 | 0% | 34293.84 | 1815.395 | 36109.235 | 0% | 1.14 | 1.1235 | 1 | 46248.3471 | 50.01% | 17344.8059 | 69379.2235 | 170000 | 3211396.3392
133 | F-133 |  | S.F-BS02-PARKING-21:24 | Germany | Axial Inline | Single | 300°C/2Hr | CAPVB125140301R | AXC 1250-12/21°-4(B)-PV (500) (55 kW) S IE3 E | 11700/19700 | 560/1556 |  | 20413 | 58% | 4 | 34293.84 | 0% | 34293.84 | 1815.395 | 36109.235 | 0% | 1.14 | 1.1235 | 1 | 46248.3471 | 50.01% | 17344.8059 | 69379.2235 | 170000 | 3211396.3392
134 | F-134 |  | S.F-BS02-PARKING-25:28 | Germany | Axial Inline | Single | 300°C/2Hr | CAPVB125140311S | AXC 1250-12/23°-4(B)-PV (500) (75 kW) S IE4 E | 11800/22800 | 560/1561 |  | 28326.37 | 58% | 4 | 47588.3016 | 0% | 47588.3016 | 2519.1569 | 50107.4585 | 0% | 1.14 | 1.1235 | 1 | 64177.1318 | 50.01% | 24068.7498 | 96274.9991 | 170000 | 3211396.3392
135 | F-135 |  | S.F-BS02-PARKING-29:32 | Germany | Axial Inline | Single | 300°C/2Hr | CAPVB125140311S | AXC 1250-12/24°-4(B)-PV (500) (75 kW) S IE4 E | 13700/24100 | 560/1551 |  | 28326.37 | 58% | 4 | 47588.3016 | 0% | 47588.3016 | 2519.1569 | 50107.4585 | 0% | 1.14 | 1.1235 | 1 | 64177.1318 | 50.01% | 24068.7498 | 96274.9991 | 170000 | 3211396.3392
136 | F-136 |  | S.F-BS02-PARKING-33:36 | Germany | Axial Inline | Single | 300°C/2Hr | CAPVB125140311S | AXC 1250-12/24°-4(B)-PV (500) (75 kW) S IE4 E | 14500/24500 | 560/1547 |  | 28326.37 | 58% | 4 | 47588.3016 | 0% | 47588.3016 | 2519.1569 | 50107.4585 | 0% | 1.14 | 1.1235 | 1 | 64177.1318 | 50.01% | 24068.7498 | 96274.9991 | 170000 | 3211396.3392
137 | F-137 |  | S.F-BS02-PARKING-37:40 | Germany | Axial Inline | Single | 300°C/2Hr | CAPVB125140301Q | AXC 1250-12/17°-4(B)-PV (500) (45 kW) S IE3 E | 9900/16000 | 560/1463 |  | 18629 | 58% | 4 | 31296.72 | 0% | 31296.72 | 1656.738 | 32953.458 | 0% | 1.14 | 1.1235 | 1 | 42206.4595 | 50.01% | 15828.9516 | 63315.8063 | 170000 | 3211396.3392
138 | F-138 |  | S.F-BS02-PARKING-41:44 | Germany | Axial Inline | Single | 300°C/2Hr | CAPB125140301O | AXC 1250-12/10°-4(B)-P (500) (30 kW) S IE3 E | 9700/13000 | 560/990 |  | 12015 | 58% | 4 | 20185.2 | 0% | 20185.2 | 1068.5333 | 21253.7333 | 0% | 1.14 | 1.1235 | 1 | 27221.5691 | 50.01% | 10209.0747 | 40836.299 | 170000 | 3211396.3392
139 | F-139 |  | S.F-BS02-PARKING-45:48 | Germany | Axial Inline | Single | 300°C/2Hr | CAPB125140301O | AXC 1250-12/10°-4(B)-P (500) (30 kW) S IE3 E | 10100/13500 | 560/1000 |  | 12347 | 58% | 4 | 20742.96 | 0% | 20742.96 | 1098.0592 | 21841.0192 | 0% | 1.14 | 1.1235 | 1 | 27973.7589 | 50.01% | 10491.1732 | 41964.6927 | 170000 | 3211396.3392
140 | F-140 |  | S.F-BS02-PARKING-46:52 | Germany | Axial Inline | Single | 300°C/2Hr | CAPB125140301O | AXC 1250-12/10°-4(B)-P (500) (30 kW) S IE3 E | 9200/12500 | 560/1001 |  | 12015 | 58% | 4 | 20185.2 | 0% | 20185.2 | 1068.5333 | 21253.7333 | 0% | 1.14 | 1.1235 | 1 | 27221.5691 | 50.01% | 10209.0747 | 40836.299 | 170000 | 3211396.3392
141 | F-141 |  | S.F-BS01-PARKING-01:04 | Germany | Axial Inline | Single | 300°C/2Hr | CAPVB125140311S | AXC 1250-12/24°-4(B)-PV (500) (75 kW) S IE4 E | 9500/24500 | 560/1588 |  | 28326.37 | 58% | 4 | 47588.3016 | 0% | 47588.3016 | 2519.1569 | 50107.4585 | 0% | 1.14 | 1.1235 | 1 | 64177.1318 | 50.01% | 24068.7498 | 96274.9991 | 170000 | 3211396.3392
142 | F-142 |  | S.F-BS01-PARKING-05:08 | Germany | Axial Inline | Single | 300°C/2Hr | CAPVB125140311S | AXC 1250-12/25°-4(B)-PV (500) (75 kW) S IE4 E | 12600/26000 | 560/1556 |  | 28326.37 | 58% | 4 | 47588.3016 | 0% | 47588.3016 | 2519.1569 | 50107.4585 | 0% | 1.14 | 1.1235 | 1 | 64177.1318 | 50.01% | 24068.7498 | 96274.9991 | 170000 | 3211396.3392
143 | F-143 |  | S.F-BS01-PARKING-09:12 | Germany | Axial Inline | Single | 300°C/2Hr | CAPVB125140311S | AXC 1250-12/20°-4(B)-PV (500) (75 kW) S IE4 E | 11200/19500 | 560/1612 |  | 28326.37 | 58% | 4 | 47588.3016 | 0% | 47588.3016 | 2519.1569 | 50107.4585 | 0% | 1.14 | 1.1235 | 1 | 64177.1318 | 50.01% | 24068.7498 | 96274.9991 | 170000 | 3211396.3392
144 | F-144 |  | S.F-BS01-PARKING-13:16 | Germany | Axial Inline | Single | 300°C/2Hr | CAPVB125140311S | AXC 1250-12/24°-4(B)-PV (500) (75 kW) S IE4 E | 11800/24500 | 560/1609 |  | 28326.37 | 58% | 4 | 47588.3016 | 0% | 47588.3016 | 2519.1569 | 50107.4585 | 0% | 1.14 | 1.1235 | 1 | 64177.1318 | 50.01% | 24068.7498 | 96274.9991 | 170000 | 3211396.3392
145 | F-145 |  | S.F-BS01-PARKING-17:20 | Germany | Axial Inline | Single | 300°C/2Hr | CAPVB125140311S | AXC 1250-12/21°-4(B)-PV (500) (75 kW) S IE4 E | 10600/21000 | 560/1615 |  | 28326.37 | 58% | 4 | 47588.3016 | 0% | 47588.3016 | 2519.1569 | 50107.4585 | 0% | 1.14 | 1.1235 | 1 | 64177.1318 | 50.01% | 24068.7498 | 96274.9991 | 170000 | 3211396.3392
146 | F-146 |  | S.F-BS01-PARKING-21:24 | Germany | Axial Inline | Single | 300°C/2Hr | CAPVB125140311S | AXC 1250-12/20°-4(B)-PV (500) (75 kW) S IE4 E | 8300/20500 | 560/1593 |  | 28326.37 | 58% | 4 | 47588.3016 | 0% | 47588.3016 | 2519.1569 | 50107.4585 | 0% | 1.14 | 1.1235 | 1 | 64177.1318 | 50.01% | 24068.7498 | 96274.9991 | 170000 | 3211396.3392
147 | F-147 |  | S.F-BS01-PARKING-25:28 | Germany | Axial Inline | Single | 300°C/2Hr | CAPVB125140301R | AXC 1250-12/19°-4(B)-PV (500) (55 kW) S IE3 E | 10800/18000 | 560/1556 |  | 20413 | 58% | 4 | 34293.84 | 0% | 34293.84 | 1815.395 | 36109.235 | 0% | 1.14 | 1.1235 | 1 | 46248.3471 | 50.01% | 17344.8059 | 69379.2235 | 170000 | 3211396.3392
148 | F-148 |  | PR.FAN-B35-RF-01 | Germany | Axial Inline | Single | Ambient | CAP090140001J | AXC 900-10/17°-4-P (450) (7.5 kW) S IE3 A | 7000 | 500 |  | 3681 | 58% | 1 | 1546.02 | 0% | 1546.02 | 81.8408 | 1627.8608 | 0% | 1.14 | 1.1235 | 1 | 2084.9479 | 50.01% | 3127.724 | 3127.724 | 170000 | 3211396.3392
149 | F-149 |  | PR.FAN-B35-RF-03 | Germany | Axial Inline | Single | Ambient | CAP090140001J | AXC 900-10/17°-4-P (450) (7.5 kW) S IE3 A | 7095 | 500 |  | 3681 | 58% | 1 | 1546.02 | 0% | 1546.02 | 81.8408 | 1627.8608 | 0% | 1.14 | 1.1235 | 1 | 2084.9479 | 50.01% | 3127.724 | 3127.724 | 170000 | 3211396.3392
150 | F-150 |  | PR.FAN-A35-RF-01 | Germany | Axial Inline | Single | Ambient | CAP090140001J | AXC 900-10/16°-4-P (450) (7.5 kW) S IE3 A | 6620 | 500 |  | 3681 | 58% | 1 | 1546.02 | 0% | 1546.02 | 81.8408 | 1627.8608 | 0% | 1.14 | 1.1235 | 1 | 2084.9479 | 50.01% | 3127.724 | 3127.724 | 170000 | 3211396.3392
151 | F-151 |  | PR.FAN-C35-RF-01 | Germany | Axial Inline | Single | Ambient | CAP090140001J | AXC 900-10/17°-4-P (450) (7.5 kW) S IE3 A | 7085 | 500 |  | 3681 | 58% | 1 | 1546.02 | 0% | 1546.02 | 81.8408 | 1627.8608 | 0% | 1.14 | 1.1235 | 1 | 2084.9479 | 50.01% | 3127.724 | 3127.724 | 170000 | 3211396.3392
152 | F-152 |  | PR.FAN-C35-RF-02 | Germany | Axial Inline | Single | Ambient | CAPV080140001J | AXC 800-9/25°-4-PV (350) (7.5 kW) S IE3 A | 7285 | 500 |  | 3963 | 58% | 1 | 1664.46 | 0% | 1664.46 | 88.1106 | 1752.5706 | 0% | 1.14 | 1.1235 | 1 | 2244.675 | 50.01% | 3367.3378 | 3367.3378 | 170000 | 3211396.3392
153 | F-153 |  | PR.FAN-C35-RF-03 | Germany | Axial Inline | Single | Ambient | CAP090140001J | AXC 900-10/17°-4-P (450) (7.5 kW) S IE3 A | 7215 | 500 |  | 3681 | 58% | 1 | 1546.02 | 0% | 1546.02 | 81.8408 | 1627.8608 | 0% | 1.14 | 1.1235 | 1 | 2084.9479 | 50.01% | 3127.724 | 3127.724 | 170000 | 3211396.3392
154 | F-154 |  | PR.FAN-A35-RF-02 | Germany | Axial Inline | Single | Ambient | CAP090140001J | AXC 900-10/16°-4-P (450) (7.5 kW) S IE3 A | 6370 | 500 |  | 3681 | 58% | 1 | 1546.02 | 0% | 1546.02 | 81.8408 | 1627.8608 | 0% | 1.14 | 1.1235 | 1 | 2084.9479 | 50.01% | 3127.724 | 3127.724 | 170000 | 3211396.3392
155 | F-155 |  | PR.FAN-B35-RF-02 | Germany | Axial Inline | Single | Ambient | CAP090140001J | AXC 900-10/17°-4-P (450) (7.5 kW) S IE3 | 7010 | 500 |  | 3681 | 58% | 1 | 1546.02 | 0% | 1546.02 | 81.8408 | 1627.8608 | 0% | 1.14 | 1.1235 | 1 | 2084.9479 | 50.01% | 3127.724 | 3127.724 | 170000 | 3211396.3392
156 | F-156 |  | EXF-A35-RF-01 | Sweden | Inline Fan | Single | Ambient | 27758 | K 315 M sileo** | 235 | 150 | 276 | 276 | 58% | 1 | 115.92 | 0% | 115.92 | 6.1364 | 122.0564 | 0% | 1.14 | 1.1235 | 1 | 156.3286 | 50.01% | 234.5156 | 234.5156 | 170000 | 3211396.3392
157 | F-157 |  | EXF-B35-GF-01 | Germany | Wall Mounted | Single | Ambient | 37407 | AW 315E4 sileo Axial fan | 510 | - | 317 | 151.62 | 0% | 1 | 151.62 | 0% | 151.62 | 8.0262 | 159.6462 | 0% | 1.14 | 1.1235 | 1 | 204.4733 | 50.01% | 306.7396 | 306.7396 | 170000 | 3211396.3392
158 | F-158 |  | EXF-B35-RF-01 | Sweden | Inline Fan | Single | Ambient | 27758 | K 315 M sileo** | 280 | 150 | 276 | 276 | 58% | 1 | 115.92 | 0% | 115.92 | 6.1364 | 122.0564 | 0% | 1.14 | 1.1235 | 1 | 156.3286 | 50.01% | 234.5156 | 234.5156 | 170000 | 3211396.3392
159 | F-159 |  | EXF-B35-RF-02 | Sweden | Inline Fan | Single | Ambient | 19510 | K 200 L sileo | 215 | 150 | 208 | 208 | 58% | 1 | 87.36 | 0% | 87.36 | 4.6245 | 91.9845 | 0% | 1.14 | 1.1235 | 1 | 117.8129 | 50.01% | 176.7364 | 176.7364 | 170000 | 3211396.3392
159.1 | F-159.1 |  | EXF-B35-RF-03 | Germany | Axial Inline | Single | Ambient | CAP035120001C | AXC 355-6/11°-2-P (160) (0.75 kW) S IE3 C | 690 | 150 |  | 1375 | 58% | 1 | 577.5 | 0% | 577.5 | 30.5708 | 608.0708 | 0% | 1.14 | 1.1235 | 1 | 778.811 | 50.01% | 1168.3294 | 1168.3294 | 170000 | 3211396.3392
160 | F-160 |  | EXF-C35-RF-01 | Sweden | Inline Fan | Single | Ambient | 27758 | K 315 M sileo** | 265 | 150 | 276 | 276 | 58% | 1 | 115.92 | 0% | 115.92 | 6.1364 | 122.0564 | 0% | 1.14 | 1.1235 | 1 | 156.3286 | 50.01% | 234.5156 | 234.5156 | 170000 | 3211396.3392
161 | F-161 |  | EXF-C35-RF-02 | Sweden | Inline Fan | Single | Ambient | 27758 | K 315 M sileo** | 260 | 150 | 276 | 276 | 58% | 1 | 115.92 | 0% | 115.92 | 6.1364 | 122.0564 | 0% | 1.14 | 1.1235 | 1 | 156.3286 | 50.01% | 234.5156 | 234.5156 | 170000 | 3211396.3392
162 | F-162 |  | PR.FAN-C29-RF-02 | Germany | Axial Inline | Single | Ambient | CAPV080140001J | AXC 800-9/26°-4-PV (350) (7.5 kW) S IE3 | 7360 | 500 |  | 3963 | 58% | 1 | 1664.46 | 0% | 1664.46 | 88.1106 | 1752.5706 | 0% | 1.14 | 1.1235 | 1 | 2244.675 | 50.01% | 3367.3378 | 3367.3378 | 170000 | 3211396.3392
163 | F-163 |  | PR.FAN-B29-RF-02 | Germany | Axial Inline | Single | Ambient | CAP090140001J | AXC 900-10/17°-4-P (450) (7.5 kW) S IE3 A | 7125 | 500 |  | 3681 | 58% | 1 | 1546.02 | 0% | 1546.02 | 81.8408 | 1627.8608 | 0% | 1.14 | 1.1235 | 1 | 2084.9479 | 50.01% | 3127.724 | 3127.724 | 170000 | 3211396.3392
164 | F-164 |  | PR.FAN-C29-RF-01 | Germany | Axial Inline | Single | Ambient | CAPV080140001J | AXC 800-9/25°-4-PV (350) (7.5 kW) S IE3 A | 7255 | 500 |  | 3963 | 58% | 1 | 1664.46 | 0% | 1664.46 | 88.1106 | 1752.5706 | 0% | 1.14 | 1.1235 | 1 | 2244.675 | 50.01% | 3367.3378 | 3367.3378 | 170000 | 3211396.3392
165 | F-165 |  | PR.FAN-A29-RF-01 | Germany | Axial Inline | Single | Ambient | CAPV080140001J | AXC 800-9/25°-4-PV (350) (7.5 kW) S IE3 A | 7260 | 500 |  | 3963 | 58% | 1 | 1664.46 | 0% | 1664.46 | 88.1106 | 1752.5706 | 0% | 1.14 | 1.1235 | 1 | 2244.675 | 50.01% | 3367.3378 | 3367.3378 | 170000 | 3211396.3392
166 | F-166 |  | PR.FAN-A29-L05-01 | Germany | Axial Inline | Single | Ambient | CAP090140001J | AXC 900-10/18°-4-P (450) (7.5 kW) S IE3 A | 7465 | 500 |  | 3681 | 58% | 1 | 1546.02 | 0% | 1546.02 | 81.8408 | 1627.8608 | 0% | 1.14 | 1.1235 | 1 | 2084.9479 | 50.01% | 3127.724 | 3127.724 | 170000 | 3211396.3392
167 | F-167 |  | PR.FAN-C29-L05-01 | Germany | Axial Inline | Single | Ambient | CAP090140001J | AXC 900-10/18°-4-P (450) (7.5 kW) S IE3 A | 7460 | 500 |  | 3681 | 58% | 1 | 1546.02 | 0% | 1546.02 | 81.8408 | 1627.8608 | 0% | 1.14 | 1.1235 | 1 | 2084.9479 | 50.01% | 3127.724 | 3127.724 | 170000 | 3211396.3392
168 | F-168 |  | PR.FAN-B29-RF-01 | Germany | Axial Inline | Single | Ambient | CAP090140001J | AXC 900-10/17°-4-P (450) (7.5 kW) S IE3 A | 6915 | 500 |  | 3681 | 58% | 1 | 1546.02 | 0% | 1546.02 | 81.8408 | 1627.8608 | 0% | 1.14 | 1.1235 | 1 | 2084.9479 | 50.01% | 3127.724 | 3127.724 | 170000 | 3211396.3392
169 | F-169 |  | EXF-A29-GF-01 | Germany | Wall Mounted | Single | Ambient | 246889 | AW 350E4 sileo Axial fan | 670 | - | 374 | 177.66 | 0% | 1 | 177.66 | 0% | 177.66 | 9.4047 | 187.0647 | 0% | 1.14 | 1.1235 | 1 | 239.5906 | 50.01% | 359.4206 | 359.4206 | 170000 | 3211396.3392
170 | F-170 |  | EXF-A29-RF-01 | Sweden | Inline Fan | Single | Ambient | 27758 | K 315 M sileo** | 240 | 150 | 276 | 276 | 58% | 1 | 115.92 | 0% | 115.92 | 6.1364 | 122.0564 | 0% | 1.14 | 1.1235 | 1 | 156.3286 | 50.01% | 234.5156 | 234.5156 | 170000 | 3211396.3392
171 | F-171 |  | EXF-A29-L05-01 | Germany | Centrifugal Inline | Single | Ambient | 235403 | MUB 042 400EV Multibox | 655 | 200 | 1199 | 1199 | 58% | 1 | 503.58 | 0% | 503.58 | 26.6577 | 530.2377 | 0% | 1.14 | 1.1235 | 1 | 679.1232 | 50.01% | 1018.7832 | 1018.7832 | 170000 | 3211396.3392
172 | F-172 |  | EXF-B29-RF-01 | Sweden | Inline Fan | Single | Ambient | 1487 | KT 50-25-4 | 410 | 150 | 701 | 701 | 58% | 1 | 294.42 | 0% | 294.42 | 15.5856 | 310.0056 | 0% | 1.14 | 1.1235 | 1 | 397.052 | 50.01% | 595.6356 | 595.6356 | 170000 | 3211396.3392
173 | F-173 |  | EXF-C29-RF-01 | Sweden | Inline Fan | Single | Ambient | 27758 | K 315 M sileo** | 265 | 150 | 276 | 276 | 58% | 1 | 115.92 | 0% | 115.92 | 6.1364 | 122.0564 | 0% | 1.14 | 1.1235 | 1 | 156.3286 | 50.01% | 234.5156 | 234.5156 | 170000 | 3211396.3392
174 | F-174 |  | EXF-C29-L05-01 | Sweden | Inline Fan | Single | Ambient | 19512 | K 250 L sileo | 220 | 150 | 223 | 223 | 58% | 1 | 93.66 | 0% | 93.66 | 4.958 | 98.618 | 0% | 1.14 | 1.1235 | 1 | 126.309 | 50.01% | 189.4818 | 189.4818 | 170000 | 3211396.3392
175 | F-175 |  | EXF-A29-GR-02 | Germany | Wall Mounted | Single | Ambient | 37411 | AW 450E4 sileo Axial fan | 1185 | - | 638 | 309.54 | 0% | 1 | 309.54 | 0% | 309.54 | 16.386 | 325.926 | 0% | 1.14 | 1.1235 | 1 | 417.4427 | 50.01% | 626.2246 | 626.2246 | 170000 | 3211396.3392
176 | F-176 |  | EXF-C29-4F-01 | China | Wall Mounted | Single | Ambient | 281424 | AW 250E4-C | 140 | - | 173 | 91.14 | 0% | 1 | 91.14 | 0% | 91.14 | 4.8246 | 95.9646 | 60% | 1.14 | 1.1235 | 1 | 196.6569 | 50.01% | 295.0138 | 295.0138 | 170000 | 3211396.3392
177 | F-177 |  | FAF-A29-GR-01 | Germany | Wall Mounted | Single | Ambient | 37411 | AW 450E4 sileo Axial fan | 1250 | - | 638 | 309.54 | 0% | 1 | 309.54 | 0% | 309.54 | 16.386 | 325.926 | 0% | 1.14 | 1.1235 | 1 | 417.4427 | 50.01% | 626.2246 | 626.2246 | 170000 | 3211396.3392
178 | F-178 |  | PR.FAN-A30-RF-01 | Germany | Axial Inline | Single | Ambient | CAPV080140001J | AXC 800-9/26°-4-PV (350) (7.5 kW) S IE3 | 7420 | 500 |  | 3963 | 58% | 1 | 1664.46 | 0% | 1664.46 | 88.1106 | 1752.5706 | 0% | 1.14 | 1.1235 | 1 | 2244.675 | 50.01% | 3367.3378 | 3367.3378 | 170000 | 3211396.3392
179 | F-179 |  | PR.FAN-A30-RF-02 | Germany | Axial Inline | Single | Ambient | CAPV080140001J | AXC 800-9/27°-4-PV (350) (7.5 kW) S IE3 | 7560 | 500 |  | 3963 | 58% | 1 | 1664.46 | 0% | 1664.46 | 88.1106 | 1752.5706 | 0% | 1.14 | 1.1235 | 1 | 2244.675 | 50.01% | 3367.3378 | 3367.3378 | 170000 | 3211396.3392
180 | F-180 |  | PR.FAN-B30-4F-01 | Germany | Axial Inline | Single | Ambient | CAP090140001J | AXC 900-10/17°-4-P (450) (7.5 kW) S IE3 | 7080 | 500 |  | 3681 | 58% | 1 | 1546.02 | 0% | 1546.02 | 81.8408 | 1627.8608 | 0% | 1.14 | 1.1235 | 1 | 2084.9479 | 50.01% | 3127.724 | 3127.724 | 170000 | 3211396.3392
181 | F-181 |  | PR.FAN-B30-5F-01 | Germany | Axial Inline | Single | Ambient | CAP090140001J | AXC 900-10/18°-4-P (450) (7.5 kW) S IE3 A | 7365 | 500 |  | 3681 | 58% | 1 | 1546.02 | 0% | 1546.02 | 81.8408 | 1627.8608 | 0% | 1.14 | 1.1235 | 1 | 2084.9479 | 50.01% | 3127.724 | 3127.724 | 170000 | 3211396.3392
182 | F-182 |  | PR.FAN-C30-RF-01 | Germany | Axial Inline | Single | Ambient | CAP090140001J | AXC 900-10/17°-4-P (450) (7.5 kW) S IE3 A | 6835 | 500 |  | 3681 | 58% | 1 | 1546.02 | 0% | 1546.02 | 81.8408 | 1627.8608 | 0% | 1.14 | 1.1235 | 1 | 2084.9479 | 50.01% | 3127.724 | 3127.724 | 170000 | 3211396.3392
183 | F-183 |  | PR.FAN-C30-URF-01 | Germany | Axial Inline | Single | Ambient | CAP090140001J | AXC 900-10/17°-4-P (450) (7.5 kW) S IE3 | 7125 | 500 |  | 3681 | 58% | 1 | 1546.02 | 0% | 1546.02 | 81.8408 | 1627.8608 | 0% | 1.14 | 1.1235 | 1 | 2084.9479 | 50.01% | 3127.724 | 3127.724 | 170000 | 3211396.3392
184 | F-184 |  | EXF-A30-LG-01 | Germany | Wall Mounted | Single | Ambient | 246889 | AW 350E4 sileo Axial fan | 650 | - | 374 | 177.66 | 0% | 1 | 177.66 | 0% | 177.66 | 9.4047 | 187.0647 | 0% | 1.14 | 1.1235 | 1 | 239.5906 | 50.01% | 359.4206 | 359.4206 | 170000 | 3211396.3392
185 | F-185 |  | EXF-A30-RF-01 | Sweden | Inline Fan | Single | Ambient | 19514 | K 315 L Sileo** | 385 | 150 | 330 | 330 | 58% | 1 | 138.6 | 0% | 138.6 | 7.337 | 145.937 | 0% | 1.14 | 1.1235 | 1 | 186.9146 | 50.01% | 280.3991 | 280.3991 | 170000 | 3211396.3392
186 | F-186 |  | EXF-B30-4F-01 | Sweden | Inline Fan | Single | Ambient | 19514 | K 315 L Sileo** | 375 | 150 | 330 | 330 | 58% | 1 | 138.6 | 0% | 138.6 | 7.337 | 145.937 | 0% | 1.14 | 1.1235 | 1 | 186.9146 | 50.01% | 280.3991 | 280.3991 | 170000 | 3211396.3392
187 | F-187 |  | EXF-C30-RF-01 | Sweden | Inline Fan | Single | Ambient | 27758 | K 315 M sileo** | 235 | 250 | 276 | 276 | 58% | 1 | 115.92 | 0% | 115.92 | 6.1364 | 122.0564 | 0% | 1.14 | 1.1235 | 1 | 156.3286 | 50.01% | 234.5156 | 234.5156 | 170000 | 3211396.3392
188 | F-188 |  | EXF-C30-RF-01 | Germany | Centrifugal Inline | Single | Ambient | 235403 | MUB 042 400EV Multibox | 625 | 250 | 1199 | 1199 | 58% | 1 | 503.58 | 0% | 503.58 | 26.6577 | 530.2377 | 0% | 1.14 | 1.1235 | 1 | 679.1232 | 50.01% | 1018.7832 | 1018.7832 | 170000 | 3211396.3392
189 | F-189 |  | EXF-C30-B01-02 | Germany | Axial Inline | Single | Ambient | CAP035120001C | AXC 355-6/20°-2-P (160) (0.75 kW) S IE3 | 1185 | 100 |  | 1375 | 58% | 1 | 577.5 | 0% | 577.5 | 30.5708 | 608.0708 | 0% | 1.14 | 1.1235 | 1 | 778.811 | 50.01% | 1168.3294 | 1168.3294 | 170000 | 3211396.3392
190 | F-190 |  | FAF-C30-B01-02 | Germany | Axial Inline | Single | Ambient | CAP035120001D | AXC 355-6/22°-2-P (160) (1.1 kW) S IE3 C | 1250 | 125 |  | 1401 | 58% | 1 | 588.42 | 0% | 588.42 | 31.1489 | 619.5689 | 0% | 1.14 | 1.1235 | 1 | 793.5376 | 50.01% | 1190.4214 | 1190.4214 | 170000 | 3211396.3392
191 | F-191 |  | PR.FAN-A34-RF-01 | Germany | Axial Inline | Single | Ambient | CAPV080140001J | AXC 800-9/25°-4-PV (350) (7.5 kW) S IE3 A | 7279 | 500 |  | 3681 | 58% | 1 | 1546.02 | 0% | 1546.02 | 81.8408 | 1627.8608 | 0% | 1.14 | 1.1235 | 1 | 2084.9479 | 50.01% | 3127.724 | 3127.724 | 170000 | 3211396.3392
192 | F-192 |  | PR.FAN-A34-URF-01 | Germany | Axial Inline | Single | Ambient | CAPV080140001J | AXC 800-9/26°-4-PV (350) (7.5 kW) S IE3 A | 7475 | 500 |  | 3963 | 58% | 1 | 1664.46 | 0% | 1664.46 | 88.1106 | 1752.5706 | 0% | 1.14 | 1.1235 | 1 | 2244.675 | 50.01% | 3367.3378 | 3367.3378 | 170000 | 3211396.3392
193 | F-193 |  | PR.FAN-B34-RF-01 | Germany | Axial Inline | Single | Ambient | CAPV080140001J | AXC 800-9/27°-4-PV (350) (7.5 kW) S IE3 A | 7569 | 500 |  | 3963 | 58% | 1 | 1664.46 | 0% | 1664.46 | 88.1106 | 1752.5706 | 0% | 1.14 | 1.1235 | 1 | 2244.675 | 50.01% | 3367.3378 | 3367.3378 | 170000 | 3211396.3392
194 | F-194 |  | PR.FAN-B34-URF-01 | Germany | Axial Inline | Single | Ambient | CAPV080140001J | AXC 800-9/28°-4-PV (350) (7.5 kW) S IE3 C | 7779 | 500 |  | 3963 | 58% | 1 | 1664.46 | 0% | 1664.46 | 88.1106 | 1752.5706 | 0% | 1.14 | 1.1235 | 1 | 2244.675 | 50.01% | 3367.3378 | 3367.3378 | 170000 | 3211396.3392
195 | F-195 |  | PR.FAN-C34-RF-01 | Germany | Axial Inline | Single | Ambient | CAPV080140001J | AXC 900-10/17°-4-P (450) (7.5 kW) S IE3 A | 7144 | 500 |  | 3681 | 58% | 1 | 1546.02 | 0% | 1546.02 | 81.8408 | 1627.8608 | 0% | 1.14 | 1.1235 | 1 | 2084.9479 | 50.01% | 3127.724 | 3127.724 | 170000 | 3211396.3392
196 | F-196 |  | PR.FAN-C34-URF-01 | Germany | Axial Inline | Single | Ambient | CAPV080140001J | AXC 900-10/17°-4-P (450) (7.5 kW) S IE3 A | 7222 | 500 |  | 3963 | 58% | 1 | 1664.46 | 0% | 1664.46 | 88.1106 | 1752.5706 | 0% | 1.14 | 1.1235 | 1 | 2244.675 | 50.01% | 3367.3378 | 3367.3378 | 170000 | 3211396.3392
197 | F-197 |  | EXF-A34-7F-01 | Sweden | Inline Fan | Single | Ambient | 25366 | K 200 M sileo | 150 | 150 | 172 | 172 | 58% | 1 | 72.24 | 0% | 72.24 | 3.8241 | 76.0641 | 0% | 1.14 | 1.1235 | 1 | 97.4222 | 50.01% | 146.1474 | 146.1474 | 170000 | 3211396.3392
198 | F-198 |  | EXF-B34-5F-04 | Sweden | Inline Fan | Single | Ambient | 25366 | K 200 M sileo | 135 | 150 | 172 | 172 | 58% | 1 | 72.24 | 0% | 72.24 | 3.8241 | 76.0641 | 0% | 1.14 | 1.1235 | 1 | 97.4222 | 50.01% | 146.1474 | 146.1474 | 170000 | 3211396.3392
199 | F-199 |  | EXF-C34-6F-01 | Sweden | Inline Fan | Single | Ambient | 27758 | K 315 M sileo** | 270 | 150 | 276 | 276 | 58% | 1 | 115.92 | 0% | 115.92 | 6.1364 | 122.0564 | 0% | 1.14 | 1.1235 | 1 | 156.3286 | 50.01% | 234.5156 | 234.5156 | 170000 | 3211396.3392
200 | F-200 |  | EXF-C34-GF-01 | Germany | Wall Mounted | Single | Ambient | 246889 | AW 350E4 sileo Axial fan | 600 | - | 374 | 177.66 | 0% | 1 | 177.66 | 0% | 177.66 | 9.4047 | 187.0647 | 0% | 1.14 | 1.1235 | 1 | 239.5906 | 50.01% | 359.4206 | 359.4206 | 170000 | 3211396.3392
201 | F-201 |  | EXF-C34-1F-01 | Germany | Wall Mounted | Single | Ambient | 37411 | AW 450E4 sileo Axial fan | 1185 | - | 638 | 309.54 | 0% | 1 | 309.54 | 0% | 309.54 | 16.386 | 325.926 | 0% | 1.14 | 1.1235 | 1 | 417.4427 | 50.01% | 626.2246 | 626.2246 | 170000 | 3211396.3392
202 | F-202 |  | FAF-C34-1F-01 | Germany | Axial Inline | Single | Ambient | CAP035120001C | AXC 355-6/21°-2-P (160) (0.75 kW) S IE3 | 1250 | 100 |  | 1375 | 58% | 1 | 577.5 | 0% | 577.5 | 30.5708 | 608.0708 | 0% | 1.14 | 1.1235 | 1 | 778.811 | 50.01% | 1168.3294 | 1168.3294 | 170000 | 3211396.3392
203 | F-203 |  | PR.FAN-A37-RF-01 | Germany | Axial Inline | Single | Ambient | CAP090140001J | AXC 900-10/17°-4-P (450) (7.5 kW) S IE3 | 7090 | 500 |  | 3681 | 58% | 1 | 1546.02 | 0% | 1546.02 | 81.8408 | 1627.8608 | 0% | 1.14 | 1.1235 | 1 | 2084.9479 | 50.01% | 3127.724 | 3127.724 | 170000 | 3211396.3392
204 | F-204 |  | PR.FAN-A37-URF-01 | Germany | Axial Inline | Single | Ambient | CAP090140001J | AXC 900-10/17°-4-P (450) (7.5 kW) S IE3 | 7100 | 500 |  | 3681 | 58% | 1 | 1546.02 | 0% | 1546.02 | 81.8408 | 1627.8608 | 0% | 1.14 | 1.1235 | 1 | 2084.9479 | 50.01% | 3127.724 | 3127.724 | 170000 | 3211396.3392
205 | F-205 |  | PR.FAN-B37-RF-01 | Germany | Axial Inline | Single | Ambient | CAP090140001J | AXC 900-10/17°-4-P (450) (7.5 kW) S IE3 | 6935 | 500 |  | 3681 | 58% | 1 | 1546.02 | 0% | 1546.02 | 81.8408 | 1627.8608 | 0% | 1.14 | 1.1235 | 1 | 2084.9479 | 50.01% | 3127.724 | 3127.724 | 170000 | 3211396.3392
206 | F-206 |  | PR.FAN-B37-URF-01 | Germany | Axial Inline | Single | Ambient | CAP090140001J | AXC 900-10/17°-4-P (450) (7.5 kW) S IE3 | 7115 | 500 |  | 3681 | 58% | 1 | 1546.02 | 0% | 1546.02 | 81.8408 | 1627.8608 | 0% | 1.14 | 1.1235 | 1 | 2084.9479 | 50.01% | 3127.724 | 3127.724 | 170000 | 3211396.3392
207 | F-207 |  | PR.FAN-C37-RF-01 | Germany | Axial Inline | Single | Ambient | CAP090140001J | AXC 900-10/17°-4-P (450) (7.5 kW) S IE3 | 7210 | 500 |  | 3681 | 58% | 1 | 1546.02 | 0% | 1546.02 | 81.8408 | 1627.8608 | 0% | 1.14 | 1.1235 | 1 | 2084.9479 | 50.01% | 3127.724 | 3127.724 | 170000 | 3211396.3392
208 | F-208 |  | PR.FAN-C37-URF-01 | Germany | Axial Inline | Single | Ambient | CAPV080140001J | AXC 800-9/26°-4-PV (350) (7.5 kW) S IE3 | 7465 | 500 |  | 3963 | 58% | 1 | 1664.46 | 0% | 1664.46 | 88.1106 | 1752.5706 | 0% | 1.14 | 1.1235 | 1 | 2244.675 | 50.01% | 3367.3378 | 3367.3378 | 170000 | 3211396.3392
209 | F-209 |  | EX-FAN-A37-RF-01 | Sweden | Inline Fan | Single | Ambient | 19512 | K 250 L sileo | 225 | 150 | 223 | 223 | 58% | 1 | 93.66 | 0% | 93.66 | 4.958 | 98.618 | 0% | 1.14 | 1.1235 | 1 | 126.309 | 50.01% | 189.4818 | 189.4818 | 170000 | 3211396.3392
209.1 | F-209.1 |  | EX-FAN-A37-B01-04 | Germany | Axial Inline | Single | Ambient | CAP035120001C | AXC 355-6/20°-2-P (160) (0.75 kW) S IE3 C | 1190 | 100 |  | 1375 | 58% | 1 | 577.5 | 0% | 577.5 | 30.5708 | 608.0708 | 0% | 1.14 | 1.1235 | 1 | 778.811 | 50.01% | 1168.3294 | 1168.3294 | 170000 | 3211396.3392
210 | F-210 |  | EX-FAN-B37-LGF-01 | Germany | Wall Mounted | Single | Ambient | 246889 | AW 350E4 sileo Axial fan | 575 | - | 374 | 177.66 | 0% | 1 | 177.66 | 0% | 177.66 | 9.4047 | 187.0647 | 0% | 1.14 | 1.1235 | 1 | 239.5906 | 50.01% | 359.4206 | 359.4206 | 170000 | 3211396.3392
211 | F-211 |  | EX-FAN-B37-RF-01 | Germany | Axial Inline | Single | Ambient | CAP035120001C | AXC 355-6/16°-2-P (160) (0.75 kW) S IE3 C | 845 | 250 |  | 1375 | 58% | 1 | 577.5 | 0% | 577.5 | 30.5708 | 608.0708 | 0% | 1.14 | 1.1235 | 1 | 778.811 | 50.01% | 1168.3294 | 1168.3294 | 170000 | 3211396.3392
212 | F-212 |  | EX-FAN-C37-RF-01 | Sweden | Inline Fan | Single | Ambient | 27758 | K 315 M sileo** | 240 | 150 | 276 | 276 | 58% | 1 | 115.92 | 0% | 115.92 | 6.1364 | 122.0564 | 0% | 1.14 | 1.1235 | 1 | 156.3286 | 50.01% | 234.5156 | 234.5156 | 170000 | 3211396.3392
212.1 | F-212.1 |  | FA-FAN-A37-B01-03 | Germany | Axial Inline | Single | Ambient | CAP035120001C | AXC 355-6/21°-2-P (160) (0.75 kW) S IE3 | 1250 | 100 |  | 1375 | 58% | 1 | 577.5 | 0% | 577.5 | 30.5708 | 608.0708 | 0% | 1.14 | 1.1235 | 1 | 778.811 | 50.01% | 1168.3294 | 1168.3294 | 170000 | 3211396.3392
213 | F-213 |  | P.EX-FAN-B01-001 | Germany | Axial Inline | Single | 300°C/2Hr | C1250AXCPB-W | AXC 1250-8/20°-4(B)-P (500) (37 kW) S IE3 E | 12990/21650 | 875 |  | 15483 | 58% | 1 | 6502.86 | 0% | 6502.86 | 344.2385 | 6847.0985 | 0% | 1.14 | 1.1235 | 1 | 8769.6953 | 50.01% | 13155.8139 | 13155.8139 | 170000 | 3211396.3392
214 | F-214 |  | P.EX-FAN-B01-002 | Germany | Axial Inline | Single | 300°C/2Hr | C1250AXCPB-W | AXC 1250-8/20°-4(B)-P (500) (37 kW) S IE3 E | 12990/21650 | 875 |  | 15483 | 58% | 1 | 6502.86 | 0% | 6502.86 | 344.2385 | 6847.0985 | 0% | 1.14 | 1.1235 | 1 | 8769.6953 | 50.01% | 13155.8139 | 13155.8139 | 170000 | 3211396.3392
215 | F-215 |  | P.EX-FAN-B01-003 | Germany | Axial Inline | Single | 300°C/2Hr | C1250AXCPB-W | AXC 1250-8/20°-4(B)-P (500) (37 kW) S IE3 E | 12990/21650 | 875 |  | 15483 | 58% | 1 | 6502.86 | 0% | 6502.86 | 344.2385 | 6847.0985 | 0% | 1.14 | 1.1235 | 1 | 8769.6953 | 50.01% | 13155.8139 | 13155.8139 | 170000 | 3211396.3392
216 | F-216 |  | P.EX-FAN-B01-004 | Germany | Axial Inline | Single | 300°C/2Hr | C1250AXCPB-W | AXC 1250-8/20°-4(B)-P (500) (37 kW) S IE3 E | 12990/21650 | 875 |  | 15483 | 58% | 1 | 6502.86 | 0% | 6502.86 | 344.2385 | 6847.0985 | 0% | 1.14 | 1.1235 | 1 | 8769.6953 | 50.01% | 13155.8139 | 13155.8139 | 170000 | 3211396.3392
217 | F-217 |  | P.EX-FAN-B01-005 | Germany | Axial Inline | Single | 300°C/2Hr | CAPVB100140301O | AXC 1000-10/30°-4(B)-PV (450) (30 kW) S IE3 E | 9260/15434 | 825 |  | 11584 | 58% | 1 | 4865.28 | 0% | 4865.28 | 257.5508 | 5122.8308 | 0% | 1.14 | 1.1235 | 1 | 6561.2704 | 50.01% | 9842.8566 | 9842.8566 | 170000 | 3211396.3392
218 | F-218 |  | P.EX-FAN-B01-006 | Germany | Axial Inline | Single | 300°C/2Hr | CAPVB100140301O | AXC 1000-10/30°-4(B)-PV (450) (30 kW) S IE3 E | 9260/15434 | 825 |  | 11584 | 58% | 1 | 4865.28 | 0% | 4865.28 | 257.5508 | 5122.8308 | 0% | 1.14 | 1.1235 | 1 | 6561.2704 | 50.01% | 9842.8566 | 9842.8566 | 170000 | 3211396.3392
219 | F-219 |  | P.EX-FAN-B01-007 | Germany | Axial Inline | Single | 300°C/2Hr | CAPVB100140301O | AXC 1000-10/30°-4(B)-PV (450) (30 kW) S IE3 E | 9260/15434 | 825 |  | 11584 | 58% | 1 | 4865.28 | 0% | 4865.28 | 257.5508 | 5122.8308 | 0% | 1.14 | 1.1235 | 1 | 6561.2704 | 50.01% | 9842.8566 | 9842.8566 | 170000 | 3211396.3392
220 | F-220 |  | P.EX-FAN-B01-008 | Germany | Axial Inline | Single | 300°C/2Hr | CAPVB100140301O | AXC 1000-10/30°-4(B)-PV (450) (30 kW) S IE3 E | 9260/15434 | 825 |  | 11584 | 58% | 1 | 4865.28 | 0% | 4865.28 | 257.5508 | 5122.8308 | 0% | 1.14 | 1.1235 | 1 | 6561.2704 | 50.01% | 9842.8566 | 9842.8566 | 170000 | 3211396.3392
221 | F-221 |  | P.EX-FAN-B01-009 | Germany | Axial Inline | Single | 300°C/2Hr | CAPVB100140301O | AXC 1000-10/33°-4(B)-PV (450) (30 kW) S IE3 E | 9625/16041 | 875 |  | 11584 | 58% | 1 | 4865.28 | 0% | 4865.28 | 257.5508 | 5122.8308 | 0% | 1.14 | 1.1235 | 1 | 6561.2704 | 50.01% | 9842.8566 | 9842.8566 | 170000 | 3211396.3392
222 | F-222 |  | P.EX-FAN-B01-010 | Germany | Axial Inline | Single | 300°C/2Hr | CAPVB100140301O | AXC 1000-10/33°-4(B)-PV (450) (30 kW) S IE3 E | 9625/16041 | 875 |  | 11584 | 58% | 1 | 4865.28 | 0% | 4865.28 | 257.5508 | 5122.8308 | 0% | 1.14 | 1.1235 | 1 | 6561.2704 | 50.01% | 9842.8566 | 9842.8566 | 170000 | 3211396.3392
223 | F-223 |  | P.EX-FAN-B01-011 | Germany | Axial Inline | Single | 300°C/2Hr | CAPVB100140301O | AXC 1000-10/33°-4(B)-PV (450) (30 kW) S IE3 E | 9625/16041 | 875 |  | 11584 | 58% | 1 | 4865.28 | 0% | 4865.28 | 257.5508 | 5122.8308 | 0% | 1.14 | 1.1235 | 1 | 6561.2704 | 50.01% | 9842.8566 | 9842.8566 | 170000 | 3211396.3392
224 | F-224 |  | P.EX-FAN-B01-012 | Germany | Axial Inline | Single | 300°C/2Hr | CAPVB100140301O | AXC 1000-10/33°-4(B)-PV (450) (30 kW) S IE3 E | 9625/16041 | 875 |  | 11584 | 58% | 1 | 4865.28 | 0% | 4865.28 | 257.5508 | 5122.8308 | 0% | 1.14 | 1.1235 | 1 | 6561.2704 | 50.01% | 9842.8566 | 9842.8566 | 170000 | 3211396.3392
225 | F-225 |  | P.EX-FAN-B02-001 | Germany | Axial Inline | Single | 300°C/2Hr | C1250AXCPVB-W | AXC 1250-8/16°-4(B)-PV (500) (30 kW) S IE3 E | 11798/19663 | 875 |  | 13703 | 58% | 1 | 5755.26 | 0% | 5755.26 | 304.6632 | 6059.9232 | 0% | 1.14 | 1.1235 | 1 | 7761.489 | 50.01% | 11643.3584 | 11643.3584 | 170000 | 3211396.3392
226 | F-226 |  | P.EX-FAN-B02-002 | Germany | Axial Inline | Single | 300°C/2Hr | C1250AXCPVB-W | AXC 1250-8/16°-4(B)-PV (500) (30 kW) S IE3 E | 11798/19663 | 875 |  | 13703 | 58% | 1 | 5755.26 | 0% | 5755.26 | 304.6632 | 6059.9232 | 0% | 1.14 | 1.1235 | 1 | 7761.489 | 50.01% | 11643.3584 | 11643.3584 | 170000 | 3211396.3392
227 | F-227 |  | P.EX-FAN-B02-003 | Germany | Axial Inline | Single | 300°C/2Hr | C1250AXCPVB-W | AXC 1250-8/16°-4(B)-PV (500) (30 kW) S IE3 E | 11798/19663 | 875 |  | 13703 | 58% | 1 | 5755.26 | 0% | 5755.26 | 304.6632 | 6059.9232 | 0% | 1.14 | 1.1235 | 1 | 7761.489 | 50.01% | 11643.3584 | 11643.3584 | 170000 | 3211396.3392
228 | F-228 |  | P.EX-FAN-B02-004 | Germany | Axial Inline | Single | 300°C/2Hr | C1250AXCPVB-W | AXC 1250-8/16°-4(B)-PV (500) (30 kW) S IE3 E | 11798/19663 | 875 |  | 13703 | 58% | 1 | 5755.26 | 0% | 5755.26 | 304.6632 | 6059.9232 | 0% | 1.14 | 1.1235 | 1 | 7761.489 | 50.01% | 11643.3584 | 11643.3584 | 170000 | 3211396.3392
229 | F-229 |  | P.EX-FAN-B02-005 | Germany | Axial Inline | Single | 300°C/2Hr | C1250AXCPB-W | AXC 1250-8/16°-4(B)-P (500) (30 kW) S IE3 E | 11909/19848 | 775 |  | 11868 | 58% | 1 | 4984.56 | 0% | 4984.56 | 263.865 | 5248.425 | 0% | 1.14 | 1.1235 | 1 | 6722.1303 | 50.01% | 10084.1697 | 10084.1697 | 170000 | 3211396.3392
230 | F-230 |  | P.EX-FAN-B02-006 | Germany | Axial Inline | Single | 300°C/2Hr | C1250AXCPB-W | AXC 1250-8/16°-4(B)-P (500) (30 kW) S IE3 E | 11909/19848 | 775 |  | 11868 | 58% | 1 | 4984.56 | 0% | 4984.56 | 263.865 | 5248.425 | 0% | 1.14 | 1.1235 | 1 | 6722.1303 | 50.01% | 10084.1697 | 10084.1697 | 170000 | 3211396.3392
231 | F-231 |  | P.EX-FAN-B02-007 | Germany | Axial Inline | Single | 300°C/2Hr | C1250AXCPB-W | AXC 1250-8/16°-4(B)-P (500) (30 kW) S IE3 E | 11909/19848 | 775 |  | 11868 | 58% | 1 | 4984.56 | 0% | 4984.56 | 263.865 | 5248.425 | 0% | 1.14 | 1.1235 | 1 | 6722.1303 | 50.01% | 10084.1697 | 10084.1697 | 170000 | 3211396.3392
232 | F-232 |  | P.EX-FAN-B02-008 | Germany | Axial Inline | Single | 300°C/2Hr | C1250AXCPB-W | AXC 1250-8/16°-4(B)-P (500) (30 kW) S IE3 E | 11909/19848 | 775 |  | 11868 | 58% | 1 | 4984.56 | 0% | 4984.56 | 263.865 | 5248.425 | 0% | 1.14 | 1.1235 | 1 | 6722.1303 | 50.01% | 10084.1697 | 10084.1697 | 170000 | 3211396.3392
233 | F-233 |  | P.EX-FAN-B02-009 | Germany | Axial Inline | Single | 300°C/2Hr | C1250AXCPVB-W | AXC 1250-8/16°-4(B)-PV (500) (30 kW) S IE3 E | 11810/19681 | 875 |  | 13703 | 58% | 1 | 5755.26 | 0% | 5755.26 | 304.6632 | 6059.9232 | 0% | 1.14 | 1.1235 | 1 | 7761.489 | 50.01% | 11643.3584 | 11643.3584 | 170000 | 3211396.3392
234 | F-234 |  | P.EX-FAN-B02-010 | Germany | Axial Inline | Single | 300°C/2Hr | C1250AXCPVB-W | AXC 1250-8/16°-4(B)-PV (500) (30 kW) S IE3 E | 11810/19681 | 875 |  | 13703 | 58% | 1 | 5755.26 | 0% | 5755.26 | 304.6632 | 6059.9232 | 0% | 1.14 | 1.1235 | 1 | 7761.489 | 50.01% | 11643.3584 | 11643.3584 | 170000 | 3211396.3392
235 | F-235 |  | P.EX-FAN-B02-011 | Germany | Axial Inline | Single | 300°C/2Hr | C1250AXCPVB-W | AXC 1250-8/16°-4(B)-PV (500) (30 kW) S IE3 E | 11810/19681 | 875 |  | 13703 | 58% | 1 | 5755.26 | 0% | 5755.26 | 304.6632 | 6059.9232 | 0% | 1.14 | 1.1235 | 1 | 7761.489 | 50.01% | 11643.3584 | 11643.3584 | 170000 | 3211396.3392
236 | F-236 |  | P.EX-FAN-B02-012 | Germany | Axial Inline | Single | 300°C/2Hr | C1250AXCPVB-W | AXC 1250-8/16°-4(B)-PV (500) (30 kW) S IE3 E | 11810/19681 | 875 |  | 13703 | 58% | 1 | 5755.26 | 0% | 5755.26 | 304.6632 | 6059.9232 | 0% | 1.14 | 1.1235 | 1 | 7761.489 | 50.01% | 11643.3584 | 11643.3584 | 170000 | 3211396.3392
237 | F-237 |  | P.EX-FAN-B02-013 | Germany | Axial Inline | Single | 300°C/2Hr | C1250AXCPVB-W | AXC 1250-8/15°-4(B)-PV (500) (30 kW) S IE3 E | 10838/18065 | 925 |  | 13703 | 58% | 1 | 5755.26 | 0% | 5755.26 | 304.6632 | 6059.9232 | 0% | 1.14 | 1.1235 | 1 | 7761.489 | 50.01% | 11643.3584 | 11643.3584 | 170000 | 3211396.3392
238 | F-238 |  | P.EX-FAN-B02-014 | Germany | Axial Inline | Single | 300°C/2Hr | C1250AXCPVB-W | AXC 1250-8/15°-4(B)-PV (500) (30 kW) S IE3 E | 10838/18065 | 925 |  | 13703 | 58% | 1 | 5755.26 | 0% | 5755.26 | 304.6632 | 6059.9232 | 0% | 1.14 | 1.1235 | 1 | 7761.489 | 50.01% | 11643.3584 | 11643.3584 | 170000 | 3211396.3392
239 | F-239 |  | P.EX-FAN-B02-015 | Germany | Axial Inline | Single | 300°C/2Hr | C1250AXCPVB-W | AXC 1250-8/15°-4(B)-PV (500) (30 kW) S IE3 E | 10838/18065 | 925 |  | 13703 | 58% | 1 | 5755.26 | 0% | 5755.26 | 304.6632 | 6059.9232 | 0% | 1.14 | 1.1235 | 1 | 7761.489 | 50.01% | 11643.3584 | 11643.3584 | 170000 | 3211396.3392
240 | F-240 |  | P.EX-FAN-B02-016 | Germany | Axial Inline | Single | 300°C/2Hr | C1250AXCPVB-W | AXC 1250-8/15°-4(B)-PV (500) (30 kW) S IE3 E | 10838/18065 | 925 |  | 13703 | 58% | 1 | 5755.26 | 0% | 5755.26 | 304.6632 | 6059.9232 | 0% | 1.14 | 1.1235 | 1 | 7761.489 | 50.01% | 11643.3584 | 11643.3584 | 170000 | 3211396.3392
241 | F-241 |  | P.EX-FAN-B02-017 | Germany | Axial Inline | Single | 300°C/2Hr | C1250AXCPB-W | AXC 1250-8/16°-4(B)-P (500) (30 kW) S IE3 E | 12020/20033 | 800 |  | 11868 | 58% | 1 | 4984.56 | 0% | 4984.56 | 263.865 | 5248.425 | 0% | 1.14 | 1.1235 | 1 | 6722.1303 | 50.01% | 10084.1697 | 10084.1697 | 170000 | 3211396.3392
242 | F-242 |  | P.EX-FAN-B02-018 | Germany | Axial Inline | Single | 300°C/2Hr | C1250AXCPB-W | AXC 1250-8/16°-4(B)-P (500) (30 kW) S IE3 E | 12020/20033 | 800 |  | 11868 | 58% | 1 | 4984.56 | 0% | 4984.56 | 263.865 | 5248.425 | 0% | 1.14 | 1.1235 | 1 | 6722.1303 | 50.01% | 10084.1697 | 10084.1697 | 170000 | 3211396.3392
243 | F-243 |  | P.EX-FAN-B02-019 | Germany | Axial Inline | Single | 300°C/2Hr | C1250AXCPB-W | AXC 1250-8/16°-4(B)-P (500) (30 kW) S IE3 E | 12020/20033 | 800 |  | 11868 | 58% | 1 | 4984.56 | 0% | 4984.56 | 263.865 | 5248.425 | 0% | 1.14 | 1.1235 | 1 | 6722.1303 | 50.01% | 10084.1697 | 10084.1697 | 170000 | 3211396.3392
244 | F-244 |  | P.EX-FAN-B02-020 | Germany | Axial Inline | Single | 300°C/2Hr | C1250AXCPB-W | AXC 1250-8/16°-4(B)-P (500) (30 kW) S IE3 E | 12020/20033 | 800 |  | 11868 | 58% | 1 | 4984.56 | 0% | 4984.56 | 263.865 | 5248.425 | 0% | 1.14 | 1.1235 | 1 | 6722.1303 | 50.01% | 10084.1697 | 10084.1697 | 170000 | 3211396.3392
245 | F-245 |  | P.EX-FAN-B02-021 | Germany | Axial Inline | Single | 300°C/2Hr | CAPVB100140301O | AXC 1000-10/34°-4(B)-PV (450) (30 kW) S IE3 E | 10994/18323 | 750 |  | 11584 | 58% | 1 | 4865.28 | 0% | 4865.28 | 257.5508 | 5122.8308 | 0% | 1.14 | 1.1235 | 1 | 6561.2704 | 50.01% | 9842.8566 | 9842.8566 | 170000 | 3211396.3392
246 | F-246 |  | P.EX-FAN-B02-022 | Germany | Axial Inline | Single | 300°C/2Hr | CAPVB100140301O | AXC 1000-10/34°-4(B)-PV (450) (30 kW) S IE3 E | 10994/18323 | 750 |  | 11584 | 58% | 1 | 4865.28 | 0% | 4865.28 | 257.5508 | 5122.8308 | 0% | 1.14 | 1.1235 | 1 | 6561.2704 | 50.01% | 9842.8566 | 9842.8566 | 170000 | 3211396.3392
247 | F-247 |  | P.EX-FAN-B02-023 | Germany | Axial Inline | Single | 300°C/2Hr | CAPVB100140301O | AXC 1000-10/34°-4(B)-PV (450) (30 kW) S IE3 E | 10994/18323 | 750 |  | 11584 | 58% | 1 | 4865.28 | 0% | 4865.28 | 257.5508 | 5122.8308 | 0% | 1.14 | 1.1235 | 1 | 6561.2704 | 50.01% | 9842.8566 | 9842.8566 | 170000 | 3211396.3392
248 | F-248 |  | P.EX-FAN-B02-024 | Germany | Axial Inline | Single | 300°C/2Hr | CAPVB100140301O | AXC 1000-10/34°-4(B)-PV (450) (30 kW) S IE3 E | 10994/18323 | 750 |  | 11584 | 58% | 1 | 4865.28 | 0% | 4865.28 | 257.5508 | 5122.8308 | 0% | 1.14 | 1.1235 | 1 | 6561.2704 | 50.01% | 9842.8566 | 9842.8566 | 170000 | 3211396.3392
249 | F-249 |  | P.EX-FAN-B02-025 | Germany | Axial Inline | Single | 300°C/2Hr | C1250AXCPB-W | AXC 1250-8/16°-4(B)-P (500) (30 kW) S IE3 E | 12886/17893 | 875 |  | 11868 | 58% | 1 | 4984.56 | 0% | 4984.56 | 263.865 | 5248.425 | 0% | 1.14 | 1.1235 | 1 | 6722.1303 | 50.01% | 10084.1697 | 10084.1697 | 170000 | 3211396.3392
250 | F-250 |  | P.EX-FAN-B02-026 | Germany | Axial Inline | Single | 300°C/2Hr | C1250AXCPB-W | AXC 1250-8/16°-4(B)-P (500) (30 kW) S IE3 E | 12886/17893 | 875 |  | 11868 | 58% | 1 | 4984.56 | 0% | 4984.56 | 263.865 | 5248.425 | 0% | 1.14 | 1.1235 | 1 | 6722.1303 | 50.01% | 10084.1697 | 10084.1697 | 170000 | 3211396.3392
251 | F-251 |  | P.EX-FAN-B02-027 | Germany | Axial Inline | Single | 300°C/2Hr | C1250AXCPB-W | AXC 1250-8/16°-4(B)-P (500) (30 kW) S IE3 E | 12886/17893 | 875 |  | 11868 | 58% | 1 | 4984.56 | 0% | 4984.56 | 263.865 | 5248.425 | 0% | 1.14 | 1.1235 | 1 | 6722.1303 | 50.01% | 10084.1697 | 10084.1697 | 170000 | 3211396.3392
252 | F-252 |  | P.EX-FAN-B02-028 | Germany | Axial Inline | Single | 300°C/2Hr | C1250AXCPB-W | AXC 1250-8/20°-4(B)-P (500) (37 kW) S IE3 E | 15736/21560 | 875 |  | 15483 | 58% | 1 | 6502.86 | 0% | 6502.86 | 344.2385 | 6847.0985 | 0% | 1.14 | 1.1235 | 1 | 8769.6953 | 50.01% | 13155.8139 | 13155.8139 | 170000 | 3211396.3392
253 | F-253 |  | P.EX-FAN-B02-029 | Germany | Axial Inline | Single | 300°C/2Hr | C1250AXCPB-W | AXC 1250-8/20°-4(B)-P (500) (37 kW) S IE3 E | 15736/21560 | 875 |  | 15483 | 58% | 1 | 6502.86 | 0% | 6502.86 | 344.2385 | 6847.0985 | 0% | 1.14 | 1.1235 | 1 | 8769.6953 | 50.01% | 13155.8139 | 13155.8139 | 170000 | 3211396.3392
254 | F-254 |  | P.EX-FAN-B02-030 | Germany | Axial Inline | Single | 300°C/2Hr | C1250AXCPB-W | AXC 1250-8/20°-4(B)-P (500) (37 kW) S IE3 E | 15736/21560 | 875 |  | 15483 | 58% | 1 | 6502.86 | 0% | 6502.86 | 344.2385 | 6847.0985 | 0% | 1.14 | 1.1235 | 1 | 8769.6953 | 50.01% | 13155.8139 | 13155.8139 | 170000 | 3211396.3392
255 | F-255 |  | P.EX-FAN-B02-031 | Germany | Axial Inline | Single | 300°C/2Hr | C1250AXCPB-W | AXC 1250-8/16°-4(B)-P (500) (30 kW) S IE3 E | 14757/20218 | 775 |  | 11868 | 58% | 1 | 4984.56 | 0% | 4984.56 | 263.865 | 5248.425 | 0% | 1.14 | 1.1235 | 1 | 6722.1303 | 50.01% | 10084.1697 | 10084.1697 | 170000 | 3211396.3392
256 | F-256 |  | P.EX-FAN-B02-032 | Germany | Axial Inline | Single | 300°C/2Hr | C1250AXCPB-W | AXC 1250-8/16°-4(B)-P (500) (30 kW) S IE3 E | 14757/20218 | 775 |  | 11868 | 58% | 1 | 4984.56 | 0% | 4984.56 | 263.865 | 5248.425 | 0% | 1.14 | 1.1235 | 1 | 6722.1303 | 50.01% | 10084.1697 | 10084.1697 | 170000 | 3211396.3392
257 | F-257 |  | P.EX-FAN-B02-033 | Germany | Axial Inline | Single | 300°C/2Hr | C1250AXCPB-W | AXC 1250-8/16°-4(B)-P (500) (30 kW) S IE3 E | 14757/20218 | 775 |  | 11868 | 58% | 1 | 4984.56 | 0% | 4984.56 | 263.865 | 5248.425 | 0% | 1.14 | 1.1235 | 1 | 6722.1303 | 50.01% | 10084.1697 | 10084.1697 | 170000 | 3211396.3392
258 | F-258 |  | P.EX-FAN-B02-034 | Germany | Axial Inline | Single | 300°C/2Hr | C1250AXCPVB-W | AXC 1250-8/17°-4(B)-PV (500) (37 kW) S IE3 E | 14877/20382 | 875 |  | 17315 | 58% | 1 | 7272.3 | 0% | 7272.3 | 384.9699 | 7657.2699 | 0% | 1.14 | 1.1235 | 1 | 9807.3547 | 50.01% | 14712.4535 | 14712.4535 | 170000 | 3211396.3392
259 | F-259 |  | P.EX-FAN-B02-035 | Germany | Axial Inline | Single | 300°C/2Hr | C1250AXCPB-W | AXC 1250-8/17°-4(B)-PV (500) (37 kW) S IE3 E | 14877/20382 | 875 |  | 15483 | 58% | 1 | 6502.86 | 0% | 6502.86 | 344.2385 | 6847.0985 | 0% | 1.14 | 1.1235 | 1 | 8769.6953 | 50.01% | 13155.8139 | 13155.8139 | 170000 | 3211396.3392
260 | F-260 |  | P.EX-FAN-B02-036 | Germany | Axial Inline | Single | 300°C/2Hr | C1250AXCPB-W | AXC 1250-8/17°-4(B)-PV (500) (37 kW) S IE3 E | 14877/20382 | 875 |  | 15483 | 58% | 1 | 6502.86 | 0% | 6502.86 | 344.2385 | 6847.0985 | 0% | 1.14 | 1.1235 | 1 | 8769.6953 | 50.01% | 13155.8139 | 13155.8139 | 170000 | 3211396.3392
261 | F-261 |  | P.FR-FAN-B01-001 | Germany | Axial Inline | Single | 300°C/2Hr | C1250AXCPB-W | AXC 1250-8/14°-4(B)-P (500) (30 kW) S IE3 | 11041/18403 | 750 |  | 11868 | 58% | 1 | 4984.56 | 0% | 4984.56 | 263.865 | 5248.425 | 0% | 1.14 | 1.1235 | 1 | 6722.1303 | 50.01% | 10084.1697 | 10084.1697 | 170000 | 3211396.3392
262 | F-262 |  | P.FR-FAN-B01-002 | Germany | Axial Inline | Single | 300°C/2Hr | C1250AXCPB-W | AXC 1250-8/14°-4(B)-P (500) (30 kW) S IE3 | 11041/18403 | 750 |  | 11868 | 58% | 1 | 4984.56 | 0% | 4984.56 | 263.865 | 5248.425 | 0% | 1.14 | 1.1235 | 1 | 6722.1303 | 50.01% | 10084.1697 | 10084.1697 | 170000 | 3211396.3392
263 | F-263 |  | P.FR-FAN-B01-003 | Germany | Axial Inline | Single | 300°C/2Hr | C1250AXCPB-W | AXC 1250-8/14°-4(B)-P (500) (30 kW) S IE3 | 11041/18403 | 750 |  | 11868 | 58% | 1 | 4984.56 | 0% | 4984.56 | 263.865 | 5248.425 | 0% | 1.14 | 1.1235 | 1 | 6722.1303 | 50.01% | 10084.1697 | 10084.1697 | 170000 | 3211396.3392
264 | F-264 |  | P.FR-FAN-B01-004 | Germany | Axial Inline | Single | 300°C/2Hr | C1250AXCPB-W | AXC 1250-8/14°-4(B)-P (500) (30 kW) S IE3 | 11041/18403 | 750 |  | 11868 | 58% | 1 | 4984.56 | 0% | 4984.56 | 263.865 | 5248.425 | 0% | 1.14 | 1.1235 | 1 | 6722.1303 | 50.01% | 10084.1697 | 10084.1697 | 170000 | 3211396.3392
265 | F-265 |  | P.FR-FAN-B01-005 | Germany | Axial Inline | Single | 300°C/2Hr | CAPVB100140301M | AXC 1000-10/23°-4(B)-PV (450) (18.5 kW) S IE3 E | 7872/13119 | 750 |  | 9807 | 58% | 1 | 4118.94 | 0% | 4118.94 | 218.0422 | 4336.9822 | 0% | 1.14 | 1.1235 | 1 | 5554.7634 | 50.01% | 8332.9501 | 8332.9501 | 170000 | 3211396.3392
266 | F-266 |  | P.FR-FAN-B01-006 | Germany | Axial Inline | Single | 300°C/2Hr | CAPVB100140301M | AXC 1000-10/23°-4(B)-PV (450) (18.5 kW) S IE3 E | 7872/13119 | 750 |  | 9807 | 58% | 1 | 4118.94 | 0% | 4118.94 | 218.0422 | 4336.9822 | 0% | 1.14 | 1.1235 | 1 | 5554.7634 | 50.01% | 8332.9501 | 8332.9501 | 170000 | 3211396.3392
267 | F-267 |  | P.FR-FAN-B01-007 | Germany | Axial Inline | Single | 300°C/2Hr | CAPVB100140301M | AXC 1000-10/23°-4(B)-PV (450) (18.5 kW) S IE3 E | 7872/13119 | 750 |  | 9807 | 58% | 1 | 4118.94 | 0% | 4118.94 | 218.0422 | 4336.9822 | 0% | 1.14 | 1.1235 | 1 | 5554.7634 | 50.01% | 8332.9501 | 8332.9501 | 170000 | 3211396.3392
268 | F-268 |  | P.FR-FAN-B01-008 | Germany | Axial Inline | Single | 300°C/2Hr | CAPVB100140301M | AXC 1000-10/23°-4(B)-PV (450) (18.5 kW) S IE3 E | 7872/13119 | 750 |  | 9807 | 58% | 1 | 4118.94 | 0% | 4118.94 | 218.0422 | 4336.9822 | 0% | 1.14 | 1.1235 | 1 | 5554.7634 | 50.01% | 8332.9501 | 8332.9501 | 170000 | 3211396.3392
269 | F-269 |  | P.FR-FAN-B01-009 | Germany | Axial Inline | Single | 300°C/2Hr | C1250AXCPB-W | AXC 1250-8/15°-4(B)-P (500) (30 kW) S IE3 E | 12272/20453 | 650 |  | 11868 | 58% | 1 | 4984.56 | 0% | 4984.56 | 263.865 | 5248.425 | 0% | 1.14 | 1.1235 | 1 | 6722.1303 | 50.01% | 10084.1697 | 10084.1697 | 170000 | 3211396.3392
270 | F-270 |  | P.FR-FAN-B01-010 | Germany | Axial Inline | Single | 300°C/2Hr | C1250AXCPB-W | AXC 1250-8/15°-4(B)-P (500) (30 kW) S IE3 E | 12272/20453 | 650 |  | 11868 | 58% | 1 | 4984.56 | 0% | 4984.56 | 263.865 | 5248.425 | 0% | 1.14 | 1.1235 | 1 | 6722.1303 | 50.01% | 10084.1697 | 10084.1697 | 170000 | 3211396.3392
271 | F-271 |  | P.FR-FAN-B01-011 | Germany | Axial Inline | Single | 300°C/2Hr | C1250AXCPB-W | AXC 1250-8/15°-4(B)-P (500) (30 kW) S IE3 E | 12272/20453 | 650 |  | 11868 | 58% | 1 | 4984.56 | 0% | 4984.56 | 263.865 | 5248.425 | 0% | 1.14 | 1.1235 | 1 | 6722.1303 | 50.01% | 10084.1697 | 10084.1697 | 170000 | 3211396.3392
272 | F-272 |  | P.FR-FAN-B02-001 | Germany | Axial Inline | Single | 300°C/2Hr | CAPVB100140301O | AXC 1000-10/32°-4(B)-PV (450) (30 kW) S IE3 E | 10028/16713 | 800 |  | 11584 | 58% | 1 | 4865.28 | 0% | 4865.28 | 257.5508 | 5122.8308 | 0% | 1.14 | 1.1235 | 1 | 6561.2704 | 50.01% | 9842.8566 | 9842.8566 | 170000 | 3211396.3392
273 | F-273 |  | P.FR-FAN-B02-002 | Germany | Axial Inline | Single | 300°C/2Hr | CAPVB100140301O | AXC 1000-10/32°-4(B)-PV (450) (30 kW) S IE3 E | 10028/16713 | 800 |  | 11584 | 58% | 1 | 4865.28 | 0% | 4865.28 | 257.5508 | 5122.8308 | 0% | 1.14 | 1.1235 | 1 | 6561.2704 | 50.01% | 9842.8566 | 9842.8566 | 170000 | 3211396.3392
274 | F-274 |  | P.FR-FAN-B02-003 | Germany | Axial Inline | Single | 300°C/2Hr | CAPVB100140301O | AXC 1000-10/32°-4(B)-PV (450) (30 kW) S IE3 E | 10028/16713 | 800 |  | 11584 | 58% | 1 | 4865.28 | 0% | 4865.28 | 257.5508 | 5122.8308 | 0% | 1.14 | 1.1235 | 1 | 6561.2704 | 50.01% | 9842.8566 | 9842.8566 | 170000 | 3211396.3392
275 | F-275 |  | P.FR-FAN-B02-004 | Germany | Axial Inline | Single | 300°C/2Hr | CAPVB100140301O | AXC 1000-10/32°-4(B)-PV (450) (30 kW) S IE3 E | 10028/16713 | 800 |  | 11584 | 58% | 1 | 4865.28 | 0% | 4865.28 | 257.5508 | 5122.8308 | 0% | 1.14 | 1.1235 | 1 | 6561.2704 | 50.01% | 9842.8566 | 9842.8566 | 170000 | 3211396.3392
276 | F-276 |  | P.FR-FAN-B02-005 | Germany | Axial Inline | Single | 300°C/2Hr | CAPB125140301O | AXC 1250-12/11°-4(B)-P (500) (30 kW) S IE3 | 10123/16871 | 875 |  | 12015 | 58% | 1 | 5046.3 | 0% | 5046.3 | 267.1333 | 5313.4333 | 0% | 1.14 | 1.1235 | 1 | 6805.3923 | 50.01% | 10209.0747 | 10209.0747 | 170000 | 3211396.3392
277 | F-277 |  | P.FR-FAN-B02-006 | Germany | Axial Inline | Single | 300°C/2Hr | CAPB125140301O | AXC 1250-12/11°-4(B)-P (500) (30 kW) S IE3 | 10123/16895 | 875 |  | 12015 | 58% | 1 | 5046.3 | 0% | 5046.3 | 267.1333 | 5313.4333 | 0% | 1.14 | 1.1235 | 1 | 6805.3923 | 50.01% | 10209.0747 | 10209.0747 | 170000 | 3211396.3392
278 | F-278 |  | P.FR-FAN-B02-007 | Germany | Axial Inline | Single | 300°C/2Hr | CAPB125140301O | AXC 1250-12/11°-4(B)-P (500) (30 kW) S IE3 | 10123/16895 | 875 |  | 12015 | 58% | 1 | 5046.3 | 0% | 5046.3 | 267.1333 | 5313.4333 | 0% | 1.14 | 1.1235 | 1 | 6805.3923 | 50.01% | 10209.0747 | 10209.0747 | 170000 | 3211396.3392
279 | F-279 |  | P.FR-FAN-B02-008 | Germany | Axial Inline | Single | 300°C/2Hr | CAPB125140301O | AXC 1250-12/11°-4(B)-P (500) (30 kW) S IE3 | 10123/16895 | 875 |  | 12015 | 58% | 1 | 5046.3 | 0% | 5046.3 | 267.1333 | 5313.4333 | 0% | 1.14 | 1.1235 | 1 | 6805.3923 | 50.01% | 10209.0747 | 10209.0747 | 170000 | 3211396.3392
280 | F-280 |  | P.FR-FAN-B02-009 | Germany | Axial Inline | Single | 300°C/2Hr | CAPVB100140301O | AXC 1000-10/32°-4(B)-PV (450) (30 kW) S IE3 E | 10038/16730 | 775 |  | 11868 | 58% | 1 | 4984.56 | 0% | 4984.56 | 263.865 | 5248.425 | 0% | 1.14 | 1.1235 | 1 | 6722.1303 | 50.01% | 10084.1697 | 10084.1697 | 170000 | 3211396.3392
281 | F-281 |  | P.FR-FAN-B02-010 | Germany | Axial Inline | Single | 300°C/2Hr | CAPVB100140301O | AXC 1000-10/32°-4(B)-PV (450) (30 kW) S IE3 E | 10038/16730 | 775 |  | 11868 | 58% | 1 | 4984.56 | 0% | 4984.56 | 263.865 | 5248.425 | 0% | 1.14 | 1.1235 | 1 | 6722.1303 | 50.01% | 10084.1697 | 10084.1697 | 170000 | 3211396.3392
282 | F-282 |  | P.FR-FAN-B02-011 | Germany | Axial Inline | Single | 300°C/2Hr | CAPVB100140301O | AXC 1000-10/32°-4(B)-PV (450) (30 kW) S IE3 E | 10038/16730 | 775 |  | 11868 | 58% | 1 | 4984.56 | 0% | 4984.56 | 263.865 | 5248.425 | 0% | 1.14 | 1.1235 | 1 | 6722.1303 | 50.01% | 10084.1697 | 10084.1697 | 170000 | 3211396.3392
283 | F-283 |  | P.FR-FAN-B02-012 | Germany | Axial Inline | Single | 300°C/2Hr | CAPVB100140301O | AXC 1000-10/32°-4(B)-PV (450) (30 kW) S IE3 E | 10038/16730 | 775 |  | 11868 | 58% | 1 | 4984.56 | 0% | 4984.56 | 263.865 | 5248.425 | 0% | 1.14 | 1.1235 | 1 | 6722.1303 | 50.01% | 10084.1697 | 10084.1697 | 170000 | 3211396.3392
284 | F-284 |  | P.FR-FAN-B02-013 | Germany | Axial Inline | Single | 300°C/2Hr | CAPVB100140301O | AXC 1000-10/33°-4(B)-PV (450) (30 kW) S IE3 E | 9212/15354 | 900 |  | 11584 | 58% | 1 | 4865.28 | 0% | 4865.28 | 257.5508 | 5122.8308 | 0% | 1.14 | 1.1235 | 1 | 6561.2704 | 50.01% | 9842.8566 | 9842.8566 | 170000 | 3211396.3392
285 | F-285 |  | P.FR-FAN-B02-014 | Germany | Axial Inline | Single | 300°C/2Hr | CAPVB100140301O | AXC 1000-10/33°-4(B)-PV (450) (30 kW) S IE3 E | 9212/15354 | 900 |  | 11584 | 58% | 1 | 4865.28 | 0% | 4865.28 | 257.5508 | 5122.8308 | 0% | 1.14 | 1.1235 | 1 | 6561.2704 | 50.01% | 9842.8566 | 9842.8566 | 170000 | 3211396.3392
286 | F-286 |  | P.FR-FAN-B02-015 | Germany | Axial Inline | Single | 300°C/2Hr | CAPVB100140301O | AXC 1000-10/33°-4(B)-PV (450) (30 kW) S IE3 E | 9212/15354 | 900 |  | 11584 | 58% | 1 | 4865.28 | 0% | 4865.28 | 257.5508 | 5122.8308 | 0% | 1.14 | 1.1235 | 1 | 6561.2704 | 50.01% | 9842.8566 | 9842.8566 | 170000 | 3211396.3392
287 | F-287 |  | P.FR-FAN-B02-016 | Germany | Axial Inline | Single | 300°C/2Hr | CAPVB100140301O | AXC 1000-10/33°-4(B)-PV (450) (30 kW) S IE3 E | 9212/15354 | 900 |  | 11584 | 58% | 1 | 4865.28 | 0% | 4865.28 | 257.5508 | 5122.8308 | 0% | 1.14 | 1.1235 | 1 | 6561.2704 | 50.01% | 9842.8566 | 9842.8566 | 170000 | 3211396.3392
288 | F-288 |  | P.FR-FAN-B02-017 | Germany | Axial Inline | Single | 300°C/2Hr | C1250AXCPVB-W | AXC 1250-8/14°-4(B)-PV (500) (30 kW) S IE3 E | 10217/17027 | 925 |  | 13703 | 58% | 1 | 5755.26 | 0% | 5755.26 | 304.6632 | 6059.9232 | 0% | 1.14 | 1.1235 | 1 | 7761.489 | 50.01% | 11643.3584 | 11643.3584 | 170000 | 3211396.3392
289 | F-289 |  | P.FR-FAN-B02-018 | Germany | Axial Inline | Single | 300°C/2Hr | C1250AXCPVB-W | AXC 1250-8/14°-4(B)-PV (500) (30 kW) S IE3 E | 10217/17027 | 925 |  | 13703 | 58% | 1 | 5755.26 | 0% | 5755.26 | 304.6632 | 6059.9232 | 0% | 1.14 | 1.1235 | 1 | 7761.489 | 50.01% | 11643.3584 | 11643.3584 | 170000 | 3211396.3392
290 | F-290 |  | P.FR-FAN-B02-019 | Germany | Axial Inline | Single | 300°C/2Hr | C1250AXCPVB-W | AXC 1250-8/14°-4(B)-PV (500) (30 kW) S IE3 E | 10217/17027 | 925 |  | 13703 | 58% | 1 | 5755.26 | 0% | 5755.26 | 304.6632 | 6059.9232 | 0% | 1.14 | 1.1235 | 1 | 7761.489 | 50.01% | 11643.3584 | 11643.3584 | 170000 | 3211396.3392
291 | F-291 |  | P.FR-FAN-B02-020 | Germany | Axial Inline | Single | 300°C/2Hr | C1250AXCPVB-W | AXC 1250-8/14°-4(B)-PV (500) (30 kW) S IE3 E | 10217/17027 | 925 |  | 13703 | 58% | 1 | 5755.26 | 0% | 5755.26 | 304.6632 | 6059.9232 | 0% | 1.14 | 1.1235 | 1 | 7761.489 | 50.01% | 11643.3584 | 11643.3584 | 170000 | 3211396.3392
292 | F-292 |  | P.FR-FAN-B02-021 | Germany | Axial Inline | Single | 300°C/2Hr | CAPB100140301N | AXC 1000-10/29°-4(B)-P (450) (22 kW) S IE3 E | 9345/15574 | 625 |  | 9064 | 58% | 1 | 3806.88 | 0% | 3806.88 | 201.5228 | 4008.4028 | 0% | 1.14 | 1.1235 | 1 | 5133.9222 | 50.01% | 7701.6274 | 7701.6274 | 170000 | 3211396.3392
293 | F-293 |  | P.FR-FAN-B02-022 | Germany | Axial Inline | Single | 300°C/2Hr | CAPB100140301N | AXC 1000-10/29°-4(B)-P (450) (22 kW) S IE3 E | 9345/15574 | 625 |  | 9064 | 58% | 1 | 3806.88 | 0% | 3806.88 | 201.5228 | 4008.4028 | 0% | 1.14 | 1.1235 | 1 | 5133.9222 | 50.01% | 7701.6274 | 7701.6274 | 170000 | 3211396.3392
294 | F-294 |  | P.FR-FAN-B02-023 | Germany | Axial Inline | Single | 300°C/2Hr | CAPB100140301N | AXC 1000-10/29°-4(B)-P (450) (22 kW) S IE3 E | 9345/15574 | 625 |  | 9064 | 58% | 1 | 3806.88 | 0% | 3806.88 | 201.5228 | 4008.4028 | 0% | 1.14 | 1.1235 | 1 | 5133.9222 | 50.01% | 7701.6274 | 7701.6274 | 170000 | 3211396.3392
295 | F-295 |  | P.FR-FAN-B02-024 | Germany | Axial Inline | Single | 300°C/2Hr | CAPB100140301N | AXC 1000-10/29°-4(B)-P (450) (22 kW) S IE3 E | 9345/15574 | 625 |  | 9064 | 58% | 1 | 3806.88 | 0% | 3806.88 | 201.5228 | 4008.4028 | 0% | 1.14 | 1.1235 | 1 | 5133.9222 | 50.01% | 7701.6274 | 7701.6274 | 170000 | 3211396.3392
296 | F-296 |  | P.FR-FAN-B02-025 | Germany | Axial Inline | Single | 300°C/2Hr | CAPVB100140301N | AXC 1000-10/27°-4(B)-PV (450) (22 kW) S IE3 E | 10953/15210 | 750 |  | 10305 | 58% | 1 | 4328.1 | 0% | 4328.1 | 229.1144 | 4557.2144 | 0% | 1.14 | 1.1235 | 1 | 5836.8346 | 50.01% | 8756.0978 | 8756.0978 | 170000 | 3211396.3392
297 | F-297 |  | P.FR-FAN-B02-026 | Germany | Axial Inline | Single | 300°C/2Hr | CAPVB100140301N | AXC 1000-10/27°-4(B)-PV (450) (22 kW) S IE3 E | 10953/15210 | 750 |  | 10305 | 58% | 1 | 4328.1 | 0% | 4328.1 | 229.1144 | 4557.2144 | 0% | 1.14 | 1.1235 | 1 | 5836.8346 | 50.01% | 8756.0978 | 8756.0978 | 170000 | 3211396.3392
298 | F-298 |  | P.FR-FAN-B02-027 | Germany | Axial Inline | Single | 300°C/2Hr | CAPVB100140301N | AXC 1000-10/27°-4(B)-PV (450) (22 kW) S IE3 E | 10953/15210 | 750 |  | 10305 | 58% | 1 | 4328.1 | 0% | 4328.1 | 229.1144 | 4557.2144 | 0% | 1.14 | 1.1235 | 1 | 5836.8346 | 50.01% | 8756.0978 | 8756.0978 | 170000 | 3211396.3392
299 | F-299 |  | P.FR-FAN-B02-028 | Germany | Axial Inline | Single | 300°C/2Hr | CAPVB100140301O | AXC 1000-10/34°-4(B)-PV (450) (30 kW) S IE3 E | 13375/18325 | 750 |  | 11584 | 58% | 1 | 4865.28 | 0% | 4865.28 | 257.5508 | 5122.8308 | 0% | 1.14 | 1.1235 | 1 | 6561.2704 | 50.01% | 9842.8566 | 9842.8566 | 170000 | 3211396.3392
300 | F-300 |  | P.FR-FAN-B02-029 | Germany | Axial Inline | Single | 300°C/2Hr | CAPVB100140301O | AXC 1000-10/34°-4(B)-PV (450) (30 kW) S IE3 E | 13375/18325 | 750 |  | 11584 | 58% | 1 | 4865.28 | 0% | 4865.28 | 257.5508 | 5122.8308 | 0% | 1.14 | 1.1235 | 1 | 6561.2704 | 50.01% | 9842.8566 | 9842.8566 | 170000 | 3211396.3392
301 | F-301 |  | P.FR-FAN-B02-030 | Germany | Axial Inline | Single | 300°C/2Hr | CAPVB100140301O | AXC 1000-10/34°-4(B)-PV (450) (30 kW) S IE3 E | 13375/18325 | 750 |  | 11584 | 58% | 1 | 4865.28 | 0% | 4865.28 | 257.5508 | 5122.8308 | 0% | 1.14 | 1.1235 | 1 | 6561.2704 | 50.01% | 9842.8566 | 9842.8566 | 170000 | 3211396.3392
302 | F-302 |  | P.FR-FAN-B02-031 | Germany | Axial Inline | Single | 300°C/2Hr | C1250AXCPB-W | AXC 1250-8/15°-4(B)-P (500) (30 kW) S IE3 E | 12544/17185 | 875 |  | 11868 | 58% | 1 | 4984.56 | 0% | 4984.56 | 263.865 | 5248.425 | 0% | 1.14 | 1.1235 | 1 | 6722.1303 | 50.01% | 10084.1697 | 10084.1697 | 170000 | 3211396.3392
303 | F-303 |  | P.FR-FAN-B02-032 | Germany | Axial Inline | Single | 300°C/2Hr | C1250AXCPB-W | AXC 1250-8/15°-4(B)-P (500) (30 kW) S IE3 E | 12544/17185 | 875 |  | 11868 | 58% | 1 | 4984.56 | 0% | 4984.56 | 263.865 | 5248.425 | 0% | 1.14 | 1.1235 | 1 | 6722.1303 | 50.01% | 10084.1697 | 10084.1697 | 170000 | 3211396.3392
304 | F-304 |  | P.FR-FAN-B02-033 | Germany | Axial Inline | Single | 300°C/2Hr | C1250AXCPB-W | AXC 1250-8/15°-4(B)-P (500) (30 kW) S IE3 E | 12544/17185 | 875 |  | 11868 | 58% | 1 | 4984.56 | 0% | 4984.56 | 263.865 | 5248.425 | 0% | 1.14 | 1.1235 | 1 | 6722.1303 | 50.01% | 10084.1697 | 10084.1697 | 170000 | 3211396.3392
305 | F-305 |  | P.FR-FAN-B02-034 | Germany | Axial Inline | Single | 300°C/2Hr | CAPVB100140301O | AXC 1000-10/32°-4(B)-PV (450) (30 kW) S IE3 E | 12645/17325 | 750 |  | 11584 | 58% | 1 | 4865.28 | 0% | 4865.28 | 257.5508 | 5122.8308 | 0% | 1.14 | 1.1235 | 1 | 6561.2704 | 50.01% | 9842.8566 | 9842.8566 | 170000 | 3211396.3392
306 | F-306 |  | P.FR-FAN-B02-035 | Germany | Axial Inline | Single | 300°C/2Hr | CAPVB100140301O | AXC 1000-10/32°-4(B)-PV (450) (30 kW) S IE3 E | 12645/17325 | 750 |  | 11584 | 58% | 1 | 4865.28 | 0% | 4865.28 | 257.5508 | 5122.8308 | 0% | 1.14 | 1.1235 | 1 | 6561.2704 | 50.01% | 9842.8566 | 9842.8566 | 170000 | 3211396.3392
307 | F-307 |  | P.FR-FAN-B02-036 | Germany | Axial Inline | Single | 300°C/2Hr | CAPVB100140301O | AXC 1000-10/32°-4(B)-PV (450) (30 kW) S IE3 E | 12645/17325 | 750 |  | 11584 | 58% | 1 | 4865.28 | 0% | 4865.28 | 257.5508 | 5122.8308 | 0% | 1.14 | 1.1235 | 1 | 6561.2704 | 50.01% | 9842.8566 | 9842.8566 | 170000 | 3211396.3392
308 | F-308 |  | EX.FAN-GR-01 | China | Wall Mounted | Single | Ambient | 281425 | AW 300E4-C | 300 | - | 216 | 111.3 | 0% | 1 | 111.3 | 0% | 111.3 | 5.8918 | 117.1918 | 60% | 1.14 | 1.1235 | 1 | 240.157 | 50.01% | 360.2703 | 360.2703 | 170000 | 3211396.3392
309 | F-309 |  | EX.FAN-GR-02 | Germany | Wall Mounted | Single | Ambient | 37407 | AW 315E4 sileo Axial fan | 440 | - | 317 | 151.62 | 0% | 1 | 151.62 | 0% | 151.62 | 8.0262 | 159.6462 | 0% | 1.14 | 1.1235 | 1 | 204.4733 | 50.01% | 306.7396 | 306.7396 | 170000 | 3211396.3392
310 | F-310 |  | EX.FAN-B01-01 | Germany | Wall Mounted | Single | Ambient | 37413 | AW 560E4 sileo Axial fan | 2400 | - | 1122 | 532.98 | 0% | 1 | 532.98 | 0% | 532.98 | 28.2141 | 561.1941 | 0% | 1.14 | 1.1235 | 1 | 718.7718 | 50.01% | 1078.2618 | 1078.2618 | 170000 | 3211396.3392
311 | F-311 |  | EX.FAN-B01-02 | Germany | Wall Mounted | Single | Ambient | 37413 | AW 560E4 sileo Axial fan | 2400 | - | 1122 | 532.98 | 0% | 1 | 532.98 | 0% | 532.98 | 28.2141 | 561.1941 | 0% | 1.14 | 1.1235 | 1 | 718.7718 | 50.01% | 1078.2618 | 1078.2618 | 170000 | 3211396.3392
312 | F-312 |  | EX.FAN-B01-03 | Germany | Wall Mounted | Single | Ambient | 37413 | AW 560E4 sileo Axial fan | 2400 | - | 1122 | 532.98 | 0% | 1 | 532.98 | 0% | 532.98 | 28.2141 | 561.1941 | 0% | 1.14 | 1.1235 | 1 | 718.7718 | 50.01% | 1078.2618 | 1078.2618 | 170000 | 3211396.3392
313 | F-313 |  | EX.FAN-B01-04 | Germany | Wall Mounted | Single | Ambient | 37413 | AW 560E4 sileo Axial fan | 2400 | - | 1122 | 532.98 | 0% | 1 | 532.98 | 0% | 532.98 | 28.2141 | 561.1941 | 0% | 1.14 | 1.1235 | 1 | 718.7718 | 50.01% | 1078.2618 | 1078.2618 | 170000 | 3211396.3392
314 | F-314 |  | EX.FAN-B01-05 | Sweden | Inline Fan | Single | Ambient | 19510 | K 200 L sileo | 125 | 375 | 208 | 208 | 58% | 1 | 87.36 | 0% | 87.36 | 4.6245 | 91.9845 | 0% | 1.14 | 1.1235 | 1 | 117.8129 | 50.01% | 176.7364 | 176.7364 | 170000 | 3211396.3392
315 | F-315 |  | EX.FAN-B01-06 | Sweden | Inline Fan | Single | Ambient | 19510 | K 200 L sileo | 125 | 375 | 208 | 208 | 58% | 1 | 87.36 | 0% | 87.36 | 4.6245 | 91.9845 | 0% | 1.14 | 1.1235 | 1 | 117.8129 | 50.01% | 176.7364 | 176.7364 | 170000 | 3211396.3392
316 | F-316 |  | EX.FAN-B01-07 | Germany | Centrifugal Inline | Single | Ambient | 276520 | MUB 042 450DV Multibox | 300 | 500 | 1339 | 1339 | 58% | 1 | 562.38 | 0% | 562.38 | 29.7704 | 592.1504 | 0% | 1.14 | 1.1235 | 1 | 758.4203 | 50.01% | 1137.7404 | 1137.7404 | 170000 | 3211396.3392
317 | F-317 |  | EX.FAN-B01-08 | Germany | Centrifugal Inline | Single | Ambient | 235396 | MUB 042 500D4 Multibox | 1190 | 500 | 1788 | 1788 | 58% | 1 | 750.96 | 0% | 750.96 | 39.7532 | 790.7132 | 0% | 1.14 | 1.1235 | 1 | 1012.7375 | 50.01% | 1519.2531 | 1519.2531 | 170000 | 3211396.3392
318 | F-318 |  | EX.FAN-B01-09 | Germany | Centrifugal Inline | Single | Ambient | 235396 | MUB 042 500D4 Multibox | 1080 | 500 | 1788 | 1443 | 58% | 1 | 606.06 | 0% | 606.06 | 32.0827 | 638.1427 | 0% | 1.14 | 1.1235 | 1 | 817.3268 | 50.01% | 1226.1086 | 1226.1086 | 170000 | 3211396.3392
319 | F-319 |  | EX.FAN-B01-10 | Sweden | Inline Fan | Single | Ambient | 27758 | K 315 M sileo** | 110 | 500 | 276 | 276 | 58% | 1 | 115.92 | 0% | 115.92 | 6.1364 | 122.0564 | 0% | 1.14 | 1.1235 | 1 | 156.3286 | 50.01% | 234.5156 | 234.5156 | 170000 | 3211396.3392
320 | F-320 |  | EX.FAN-B02-01 | Germany | Axial Inline | Single | Ambient | CAP050120001G | AXC 500-6/18°-2-P (200) (3 kW) S IE3 C | 2385 | 500 |  | 2045 | 58% | 1 | 858.9 | 0% | 858.9 | 45.4671 | 904.3671 | 0% | 1.14 | 1.1235 | 1 | 1158.3044 | 50.01% | 1737.6245 | 1737.6245 | 170000 | 3211396.3392
321 | F-321 |  | EX.FAN-B02-02 | Germany | Centrifugal Inline | Single | Ambient | 235396 | MUB 042 500D4 Multibox | 1145 | 500 | 1788 | 1788 | 58% | 1 | 750.96 | 0% | 750.96 | 39.7532 | 790.7132 | 0% | 1.14 | 1.1235 | 1 | 1012.7375 | 50.01% | 1519.2531 | 1519.2531 | 170000 | 3211396.3392
322 | F-322 |  | EX.FAN-B02-03 | Germany | Centrifugal Inline | Single | Ambient | 235396 | MUB 042 500D4 Multibox | 1006 | 500 | 1788 | 1788 | 58% | 1 | 750.96 | 0% | 750.96 | 39.7532 | 790.7132 | 0% | 1.14 | 1.1235 | 1 | 1012.7375 | 50.01% | 1519.2531 | 1519.2531 | 170000 | 3211396.3392
323 | F-323 |  | EX.FAN-B02-04 | Germany | Centrifugal Inline | Single | Ambient | 276520 | MUB 042 450DV Multibox | 180 | 500 | 1339 | 1339 | 58% | 1 | 562.38 | 0% | 562.38 | 29.7704 | 592.1504 | 0% | 1.14 | 1.1235 | 1 | 758.4203 | 50.01% | 1137.7404 | 1137.7404 | 170000 | 3211396.3392
324 | F-324 |  | EX.FAN-B02-05 | Germany | Centrifugal Inline | Single | Ambient | 235396 | MUB 042 500D4 Multibox | 880 | 500 | 1788 | 1788 | 58% | 1 | 750.96 | 0% | 750.96 | 39.7532 | 790.7132 | 0% | 1.14 | 1.1235 | 1 | 1012.7375 | 50.01% | 1519.2531 | 1519.2531 | 170000 | 3211396.3392
325 | F-325 |  | EX.FAN-B02-06 | Germany | Centrifugal Inline | Single | Ambient | 276520 | MUB 042 450DV Multibox | 200 | 500 | 1339 | 1339 | 58% | 1 | 562.38 | 0% | 562.38 | 29.7704 | 592.1504 | 0% | 1.14 | 1.1235 | 1 | 758.4203 | 50.01% | 1137.7404 | 1137.7404 | 170000 | 3211396.3392
326 | F-326 |  | EX.FAN-B02-07 | Sweden | Inline Fan | Single | Ambient | 93098 | KT 60-35-4 | 630 | 500 | 1443 | 1443 | 58% | 1 | 606.06 | 0% | 606.06 | 32.0827 | 638.1427 | 0% | 1.14 | 1.1235 | 1 | 817.3268 | 50.01% | 1226.1086 | 1226.1086 | 170000 | 3211396.3392
327 | F-327 |  | EX.FAN-B02-09 | Germany | Centrifugal Inline | Single | Ambient | 276520 | MUB 042 450DV Multibox | 255 | 500 | 1339 | 1339 | 58% | 1 | 562.38 | 0% | 562.38 | 29.7704 | 592.1504 | 0% | 1.14 | 1.1235 | 1 | 758.4203 | 50.01% | 1137.7404 | 1137.7404 | 170000 | 3211396.3392
328 | F-328 |  | EX.FAN-B02-10 | Sweden | Inline Fan | Single | Ambient | 93098 | KT 60-35-4 | 565 | 500 | 1443 | 1443 | 58% | 1 | 606.06 | 0% | 606.06 | 32.0827 | 638.1427 | 0% | 1.14 | 1.1235 | 1 | 817.3268 | 50.01% | 1226.1086 | 1226.1086 | 170000 | 3211396.3392
329 | F-329 |  | EX.FAN-B02-13 | Sweden | Inline Fan | Single | Ambient | 27758 | K 315 M sileo** | 60 | 500 | 276 | 276 | 58% | 1 | 115.92 | 0% | 115.92 | 6.1364 | 122.0564 | 0% | 1.14 | 1.1235 | 1 | 156.3286 | 50.01% | 234.5156 | 234.5156 | 170000 | 3211396.3392
330 | F-330 |  | EX.FAN-B02-14 | Sweden | Inline Fan | Single | Ambient | 27758 | K 315 M sileo** | 60 | 500 | 276 | 276 | 58% | 1 | 115.92 | 0% | 115.92 | 6.1364 | 122.0564 | 0% | 1.14 | 1.1235 | 1 | 156.3286 | 50.01% | 234.5156 | 234.5156 | 170000 | 3211396.3392
331 | F-331 |  | EX.FAN-B02-15 | Sweden | Inline Fan | Single | Ambient | 27758 | K 315 M sileo** | 100 | 500 | 276 | 276 | 58% | 1 | 115.92 | 0% | 115.92 | 6.1364 | 122.0564 | 0% | 1.14 | 1.1235 | 1 | 156.3286 | 50.01% | 234.5156 | 234.5156 | 170000 | 3211396.3392
332 | F-332 |  | EX.FAN-B02-16 | Sweden | Inline Fan | Single | Ambient | 27758 | K 315 M sileo** | 100 | 500 | 276 | 276 | 58% | 1 | 115.92 | 0% | 115.92 | 6.1364 | 122.0564 | 0% | 1.14 | 1.1235 | 1 | 156.3286 | 50.01% | 234.5156 | 234.5156 | 170000 | 3211396.3392
333 | F-333 |  | EX.FAN-B02-17 | Germany | Wall Mounted | Single | Ambient | 37411 | AW 450E4 sileo Axial fan | 1140 | - | 638 | 309.54 | 0% | 1 | 309.54 | 0% | 309.54 | 16.386 | 325.926 | 0% | 1.14 | 1.1235 | 1 | 417.4427 | 50.01% | 626.2246 | 626.2246 | 170000 | 3211396.3392
334 | F-334 |  | EX.FAN-B02-18 | Germany | Wall Mounted | Single | Ambient | 34125 | AW 400E4 sileo Axial fan | 835 | - | 420 | 203.7 | 0% | 1 | 203.7 | 0% | 203.7 | 10.7832 | 214.4832 | 0% | 1.14 | 1.1235 | 1 | 274.7079 | 50.01% | 412.1016 | 412.1016 | 170000 | 3211396.3392
335 | F-335 |  | EX.FAN-B02-19 | Germany | Wall Mounted | Single | Ambient | 37413 | AW 560E4 sileo Axial fan | 2400 | - | 1122 | 532.98 | 0% | 1 | 532.98 | 0% | 532.98 | 28.2141 | 561.1941 | 0% | 1.14 | 1.1235 | 1 | 718.7718 | 50.01% | 1078.2618 | 1078.2618 | 170000 | 3211396.3392
336 | F-336 |  | EX.FAN-B02-20 | Germany | Wall Mounted | Single | Ambient | 34140 | AW 710DV sileo Axial fan | 5400 | - | 2005 | 928.2 | 0% | 1 | 928.2 | 0% | 928.2 | 49.1356 | 977.3356 | 0% | 1.14 | 1.1235 | 1 | 1251.7617 | 50.01% | 1877.824 | 1877.824 | 170000 | 3211396.3392
337 | F-337 |  | EX.FAN-B02-21 | Germany | Wall Mounted | Single | Ambient | 37413 | AW 560E4 sileo Axial fan | 2400 | - | 1122 | 532.98 | 0% | 1 | 532.98 | 0% | 532.98 | 28.2141 | 561.1941 | 0% | 1.14 | 1.1235 | 1 | 718.7718 | 50.01% | 1078.2618 | 1078.2618 | 170000 | 3211396.3392
338 | F-338 |  | EX.FAN-B02-22 | Germany | Wall Mounted | Single | Ambient | 37413 | AW 560E4 sileo Axial fan | 2400 | - | 1122 | 532.98 | 0% | 1 | 532.98 | 0% | 532.98 | 28.2141 | 561.1941 | 0% | 1.14 | 1.1235 | 1 | 718.7718 | 50.01% | 1078.2618 | 1078.2618 | 170000 | 3211396.3392
339 | F-339 |  | EX.FAN-B02-23 | Germany | Wall Mounted | Single | Ambient | 37413 | AW 560E4 sileo Axial fan | 2400 | - | 1122 | 532.98 | 0% | 1 | 532.98 | 0% | 532.98 | 28.2141 | 561.1941 | 0% | 1.14 | 1.1235 | 1 | 718.7718 | 50.01% | 1078.2618 | 1078.2618 | 170000 | 3211396.3392
340 | F-340 |  | EX.FAN-B02-24 | Germany | Axial Inline | Single | Ambient | CAP040120001F | AXC 400-6/30°-2-P (160) (2.2 kW) S IE3 C | 2400 | 100 |  | 1561 | 58% | 1 | 655.62 | 0% | 655.62 | 34.7062 | 690.3262 | 0% | 1.14 | 1.1235 | 1 | 884.1629 | 50.01% | 1326.3725 | 1326.3725 | 170000 | 3211396.3392
341 | F-341 |  | EX.FAN-B02-25 | Germany | Centrifugal Inline | Single | Ambient | 276520 | MUB 042 450DV Multibox | 260 | 500 | 1339 | 1339 | 58% | 1 | 562.38 | 0% | 562.38 | 29.7704 | 592.1504 | 0% | 1.14 | 1.1235 | 1 | 758.4203 | 50.01% | 1137.7404 | 1137.7404 | 170000 | 3211396.3392
342 | F-342 |  | EX.FAN-B02-26 | Germany | Centrifugal Inline | Single | Ambient | 276520 | MUB 042 450DV Multibox | 325 | 500 | 1339 | 1339 | 58% | 1 | 562.38 | 0% | 562.38 | 29.7704 | 592.1504 | 0% | 1.14 | 1.1235 | 1 | 758.4203 | 50.01% | 1137.7404 | 1137.7404 | 170000 | 3211396.3392
343 | F-343 |  | EX.FAN-B02-28 | Germany | Axial Inline | Single | Ambient | CAP035120001C | AXC 355-6/11°-2-P (160) (0.75 kW) S IE3 C | 750 | 100 |  | 1375 | 58% | 1 | 577.5 | 0% | 577.5 | 30.5708 | 608.0708 | 0% | 1.14 | 1.1235 | 1 | 778.811 | 50.01% | 1168.3294 | 1168.3294 | 170000 | 3211396.3392
344 | F-344 |  | EX.FAN-B02-29 | Germany | Axial Inline | Single | Ambient | CAP035120001C | AXC 355-6/11°-2-P (160) (0.75 kW) S IE3 C | 750 | 100 |  | 1375 | 58% | 1 | 577.5 | 0% | 577.5 | 30.5708 | 608.0708 | 0% | 1.14 | 1.1235 | 1 | 778.811 | 50.01% | 1168.3294 | 1168.3294 | 170000 | 3211396.3392
345 | F-345 |  | EX.FAN-B02-30 | Sweden | Inline Fan | Single | Ambient | 93097 | KT 60-30-4 | 605 | 375 | 1182 | 1182 | 58% | 1 | 496.44 | 0% | 496.44 | 26.2798 | 522.7198 | 0% | 1.14 | 1.1235 | 1 | 669.4943 | 50.01% | 1004.3384 | 1004.3384 | 170000 | 3211396.3392
346 | F-346 |  | EX.FAN-B02-31 | Sweden | Inline Fan | Single | Ambient | 19510 | K 200 L sileo | 105 | 375 | 208 | 208 | 58% | 1 | 87.36 | 0% | 87.36 | 4.6245 | 91.9845 | 0% | 1.14 | 1.1235 | 1 | 117.8129 | 50.01% | 176.7364 | 176.7364 | 170000 | 3211396.3392
347 | F-347 |  | FA.FAN-GR-01 | China | Wall Mounted | Single | Ambient | 281425 | AW 300E4-C | 335 | - | 216 | 111.3 | 0% | 1 | 111.3 | 0% | 111.3 | 5.8918 | 117.1918 | 60% | 1.14 | 1.1235 | 1 | 240.157 | 50.01% | 360.2703 | 360.2703 | 170000 | 3211396.3392
348 | F-348 |  | FA.FAN-B01-01 | Germany | Axial Inline | Single | Ambient | CAPV071140001I | AXC 710-9/34°-4-PV (350) (5.5 kW) S IE3 | 5350 | 500 |  | 3783 | 58% | 1 | 1588.86 | 0% | 1588.86 | 84.1086 | 1672.9686 | 0% | 1.14 | 1.1235 | 1 | 2142.7215 | 50.01% | 3214.3928 | 3214.3928 | 170000 | 3211396.3392
349 | F-349 |  | FA.FAN-B01-02 | Germany | Axial Inline | Single | Ambient | CAPV071140001I | AXC 710-9/34°-4-PV (350) (5.5 kW) S IE3 | 5350 | 500 |  | 3783 | 58% | 1 | 1588.86 | 0% | 1588.86 | 84.1086 | 1672.9686 | 0% | 1.14 | 1.1235 | 1 | 2142.7215 | 50.01% | 3214.3928 | 3214.3928 | 170000 | 3211396.3392
350 | F-350 |  | FA.FAN-B01-03 | Germany | Centrifugal Inline | Single | Ambient | 235396 | MUB 042 500D4 Multibox | 450 | 500 | 1788 | 1788 | 58% | 1 | 750.96 | 0% | 750.96 | 39.7532 | 790.7132 | 0% | 1.14 | 1.1235 | 1 | 1012.7375 | 50.01% | 1519.2531 | 1519.2531 | 170000 | 3211396.3392
351 | F-351 |  | FA.FAN-B01-04 | Germany | Centrifugal Inline | Single | Ambient | 235396 | MUB 042 500D4 Multibox | 935 | 500 | 1788 | 1788 | 58% | 1 | 750.96 | 0% | 750.96 | 39.7532 | 790.7132 | 0% | 1.14 | 1.1235 | 1 | 1012.7375 | 50.01% | 1519.2531 | 1519.2531 | 170000 | 3211396.3392
352 | F-352 |  | FA.FAN-B01-05 | Germany | Centrifugal Inline | Single | Ambient | 276520 | MUB 042 450DV Multibox | 200 | 500 | 1339 | 1339 | 58% | 1 | 562.38 | 0% | 562.38 | 29.7704 | 592.1504 | 0% | 1.14 | 1.1235 | 1 | 758.4203 | 50.01% | 1137.7404 | 1137.7404 | 170000 | 3211396.3392
353 | F-353 |  | FA.FAN-B01-06 | Sweden | Inline Fan | Single | Ambient | 93098 | KT 60-35-4 | 482 | 500 | 1443 | 1443 | 58% | 1 | 606.06 | 0% | 606.06 | 32.0827 | 638.1427 | 0% | 1.14 | 1.1235 | 1 | 817.3268 | 50.01% | 1226.1086 | 1226.1086 | 170000 | 3211396.3392
354 | F-354 |  | FA.FAN-B01-07 | Germany | Centrifugal Inline | Single | Ambient | 235396 | MUB 042 500D4 Multibox | 1068 | 500 | 1788 | 1443 | 58% | 1 | 606.06 | 0% | 606.06 | 32.0827 | 638.1427 | 0% | 1.14 | 1.1235 | 1 | 817.3268 | 50.01% | 1226.1086 | 1226.1086 | 170000 | 3211396.3392
355 | F-355 |  | FA.FAN-B01-08 | Germany | Axial Inline | Single | Ambient | CAPV035120021B | AXC 355-6/11°-2-PV (160) (0.55 kW) S IE2 C | 517 | 500 |  | 1472 | 58% | 1 | 618.24 | 0% | 618.24 | 32.7274 | 650.9674 | 0% | 1.14 | 1.1235 | 1 | 833.7526 | 50.01% | 1250.7497 | 1250.7497 | 170000 | 3211396.3392
356 | F-356 |  | FA.FAN-B01-09 | Germany | Centrifugal Inline | Single | Ambient | 93098 | KT 60-35-4 | 567 | 500 | 1443 | 1339 | 58% | 1 | 562.38 | 0% | 562.38 | 29.7704 | 592.1504 | 0% | 1.14 | 1.1235 | 1 | 758.4203 | 50.01% | 1137.7404 | 1137.7404 | 170000 | 3211396.3392
357 | F-357 |  | FA.FAN-B02-01 | Germany | Axial Inline | Single | Ambient | CAP050120001G | AXC 500-6/20°-2-P (200) (3 kW) S IE3 C | 2640 | 500 |  | 2045 | 58% | 1 | 858.9 | 0% | 858.9 | 45.4671 | 904.3671 | 0% | 1.14 | 1.1235 | 1 | 1158.3044 | 50.01% | 1737.6245 | 1737.6245 | 170000 | 3211396.3392
358 | F-358 |  | FA.FAN-B02-02 | Germany | Centrifugal Inline | Single | Ambient | 235396 | MUB 042 500D4 Multibox | 1265 | 500 | 1788 | 1788 | 58% | 1 | 750.96 | 0% | 750.96 | 39.7532 | 790.7132 | 0% | 1.14 | 1.1235 | 1 | 1012.7375 | 50.01% | 1519.2531 | 1519.2531 | 170000 | 3211396.3392
359 | F-359 |  | FA.FAN-B02-03 | Sweden | Inline Fan | Single | Ambient | 93098 | KT 60-35-4 | 665 | 500 | 1443 | 1443 | 58% | 1 | 606.06 | 0% | 606.06 | 32.0827 | 638.1427 | 0% | 1.14 | 1.1235 | 1 | 817.3268 | 50.01% | 1226.1086 | 1226.1086 | 170000 | 3211396.3392
360 | F-360 |  | FA.FAN-B02-04 | Germany | Centrifugal Inline | Single | Ambient | 235396 | MUB 042 500D4 Multibox | 880 | 500 | 1788 | 1788 | 58% | 1 | 750.96 | 0% | 750.96 | 39.7532 | 790.7132 | 0% | 1.14 | 1.1235 | 1 | 1012.7375 | 50.01% | 1519.2531 | 1519.2531 | 170000 | 3211396.3392
361 | F-361 |  | FA.FAN-B02-05 | Sweden | Inline Fan | Single | Ambient | 93098 | KT 60-35-4 | 630 | 500 | 1443 | 1443 | 58% | 1 | 606.06 | 0% | 606.06 | 32.0827 | 638.1427 | 0% | 1.14 | 1.1235 | 1 | 817.3268 | 50.01% | 1226.1086 | 1226.1086 | 170000 | 3211396.3392
362 | F-362 |  | FA.FAN-B02-06 | Germany | Axial Inline | Single | Ambient | CAP040120001F | AXC 400-6/25°-2-P (160) (2.2 kW) S IE3 | 1700 | 375 |  | 1561 | 58% | 1 | 655.62 | 0% | 655.62 | 34.7062 | 690.3262 | 0% | 1.14 | 1.1235 | 1 | 884.1629 | 50.01% | 1326.3725 | 1326.3725 | 170000 | 3211396.3392
363 | F-363 |  | FA.FAN-B02-07 | Sweden | Inline Fan | Single | Ambient | 93098 | KT 60-35-4 | 485 | 500 | 1443 | 1443 | 58% | 1 | 606.06 | 0% | 606.06 | 32.0827 | 638.1427 | 0% | 1.14 | 1.1235 | 1 | 817.3268 | 50.01% | 1226.1086 | 1226.1086 | 170000 | 3211396.3392
364 | F-364 |  | FA.FAN-B02-09 | Germany | Axial Inline | Single | Ambient | CAP050120001G | AXC 500-6/20°-2-P (200) (3 kW) S IE3 | 2675 | 500 |  | 2045 | 58% | 1 | 858.9 | 0% | 858.9 | 45.4671 | 904.3671 | 0% | 1.14 | 1.1235 | 1 | 1158.3044 | 50.01% | 1737.6245 | 1737.6245 | 170000 | 3211396.3392
365 | F-365 |  | FA.FAN-B02-10 | Germany | Axial Inline | Single | Ambient | CAP090140001J | AXC 900-10/15°-4-P (450) (7.5 kW) S IE3 | 6000 | 500 |  | 3681 | 58% | 1 | 1546.02 | 0% | 1546.02 | 81.8408 | 1627.8608 | 0% | 1.14 | 1.1235 | 1 | 2084.9479 | 50.01% | 3127.724 | 3127.724 | 170000 | 3211396.3392
366 | F-366 |  | FA.FAN-B02-11 | Germany | Axial Inline | Single | Ambient | CAP050120001G | AXC 500-6/20°-2-P (200) (3 kW) S IE3 | 2675 | 500 |  | 2045 | 58% | 1 | 858.9 | 0% | 858.9 | 45.4671 | 904.3671 | 0% | 1.14 | 1.1235 | 1 | 1158.3044 | 50.01% | 1737.6245 | 1737.6245 | 170000 | 3211396.3392
367 | F-367 |  | FA.FAN-B02-12 | Germany | Axial Inline | Single | Ambient | CAP050120001G | AXC 500-6/20°-2-P (200) (3 kW) S IE3 | 2675 | 500 |  | 2045 | 58% | 1 | 858.9 | 0% | 858.9 | 45.4671 | 904.3671 | 0% | 1.14 | 1.1235 | 1 | 1158.3044 | 50.01% | 1737.6245 | 1737.6245 | 170000 | 3211396.3392
368 | F-368 |  | FA.FAN-B02-13 | Germany | Axial Inline | Single | Ambient | CAP050120001G | AXC 500-6/20°-2-P (200) (3 kW) S IE3 | 2675 | 500 |  | 2045 | 58% | 1 | 858.9 | 0% | 858.9 | 45.4671 | 904.3671 | 0% | 1.14 | 1.1235 | 1 | 1158.3044 | 50.01% | 1737.6245 | 1737.6245 | 170000 | 3211396.3392
369 | F-369 |  | FA.FAN-B02-14 | Germany | Axial Inline | Single | Ambient | CAP050120001G | AXC 500-6/20°-2-P (200) (3 kW) S IE3 | 2675 | 500 |  | 2045 | 58% | 1 | 858.9 | 0% | 858.9 | 45.4671 | 904.3671 | 0% | 1.14 | 1.1235 | 1 | 1158.3044 | 50.01% | 1737.6245 | 1737.6245 | 170000 | 3211396.3392
370 | F-370 |  | FA.FAN-B02-15 | Sweden | Inline Fan | Single | Ambient | 251015 | K 315 sileo | 140 | 500 | 288 | 288 | 58% | 1 | 120.96 | 0% | 120.96 | 6.4032 | 127.3632 | 0% | 1.14 | 1.1235 | 1 | 163.1255 | 50.01% | 244.7119 | 244.7119 | 170000 | 3211396.3392
371 | F-371 |  | FA.FAN-B02-17 | Germany | Centrifugal Inline | Single | Ambient | 276520 | MUB 042 450DV Multibox | 360 | 500 | 1339 | 1339 | 58% | 1 | 562.38 | 0% | 562.38 | 29.7704 | 592.1504 | 0% | 1.14 | 1.1235 | 1 | 758.4203 | 50.01% | 1137.7404 | 1137.7404 | 170000 | 3211396.3392
372 | F-372 |  | FA.FAN-B02-18 | Germany | Centrifugal Inline | Single | Ambient | 235396 | MUB 042 500D4 Multibox | 921 | 500 | 1788 | 1788 | 58% | 1 | 750.96 | 0% | 750.96 | 39.7532 | 790.7132 | 0% | 1.14 | 1.1235 | 1 | 1012.7375 | 50.01% | 1519.2531 | 1519.2531 | 170000 | 3211396.3392
373 | F-373 |  | FA.FAN-B02-19 | Germany | Axial Inline | Single | Ambient | CAP045120001F | AXC 450-6/15°-2-P (200) (2.2 kW) S IE3 C | 1412 | 500 |  | 1666 | 58% | 1 | 699.72 | 0% | 699.72 | 37.0407 | 736.7607 | 0% | 1.14 | 1.1235 | 1 | 943.6357 | 50.01% | 1415.5904 | 1415.5904 | 170000 | 3211396.3392
374 | F-374 |  | FA.FAN-B02-20 | Germany | Centrifugal Inline | Single | Ambient | 235406 | MUB 042 500EV Multibox | 1103 | 375 | 1698 | 1698 | 58% | 1 | 713.16 | 0% | 713.16 | 37.7522 | 750.9122 | 0% | 1.14 | 1.1235 | 1 | 961.7608 | 50.01% | 1442.7806 | 1442.7806 | 170000 | 3211396.3392
375 | F-375 |  | FA.FAN-B02-21 | Sweden | Inline Fan | Single | Ambient | 93098 | KT 60-35-4 | 1006 | 375 | 1443 | 1443 | 58% | 1 | 606.06 | 0% | 606.06 | 32.0827 | 638.1427 | 0% | 1.14 | 1.1235 | 1 | 817.3268 | 50.01% | 1226.1086 | 1226.1086 | 170000 | 3211396.3392
376 | F-376 |  | FA.FAN-B02-22 | Germany | Centrifugal Inline | Single | Ambient | 235406 | MUB 042 500EV Multibox | 973 | 375 | 1698 | 1698 | 58% | 1 | 713.16 | 0% | 713.16 | 37.7522 | 750.9122 | 0% | 1.14 | 1.1235 | 1 | 961.7608 | 50.01% | 1442.7806 | 1442.7806 | 170000 | 3211396.3392
377 | F-377 |  | FA.FAN-B02-23 | Germany | Centrifugal Inline | Single | Ambient | 276520 | MUB 042 450DV Multibox | 257 | 500 | 1339 | 1339 | 58% | 1 | 562.38 | 0% | 562.38 | 29.7704 | 592.1504 | 0% | 1.14 | 1.1235 | 1 | 758.4203 | 50.01% | 1137.7404 | 1137.7404 | 170000 | 3211396.3392
378 | F-378 |  | FA.FAN-B02-24 | Germany | Centrifugal Inline | Single | Ambient | 235396 | MUB 042 500D4 Multibox | 437 | 500 | 1788 | 1788 | 58% | 1 | 750.96 | 0% | 750.96 | 39.7532 | 790.7132 | 0% | 1.14 | 1.1235 | 1 | 1012.7375 | 50.01% | 1519.2531 | 1519.2531 | 170000 | 3211396.3392
379 | F-379 |  | FA.FAN-B02-25 | Sweden | Inline Fan | Single | Ambient | 93098 | KT 60-35-4 | 607 | 500 | 1443 | 1443 | 58% | 1 | 606.06 | 0% | 606.06 | 32.0827 | 638.1427 | 0% | 1.14 | 1.1235 | 1 | 817.3268 | 50.01% | 1226.1086 | 1226.1086 | 170000 | 3211396.3392
380 | F-380 |  | FA.FAN-B02-26 | Sweden | Inline Fan | Single | Ambient | 93098 | KT 60-35-4 | 572 | 500 | 1443 | 1443 | 58% | 1 | 606.06 | 0% | 606.06 | 32.0827 | 638.1427 | 0% | 1.14 | 1.1235 | 1 | 817.3268 | 50.01% | 1226.1086 | 1226.1086 | 170000 | 3211396.3392
381 | F-381 |  | FA.FAN-B02-27 | Sweden | Inline Fan | Single | Ambient | 19510 | K 200 L sileo | 110 | 375 | 208 | 208 | 58% | 1 | 87.36 | 0% | 87.36 | 4.6245 | 91.9845 | 0% | 1.14 | 1.1235 | 1 | 117.8129 | 50.01% | 176.7364 | 176.7364 | 170000 | 3211396.3392
382 | F-382 |  | FA.FAN-B02-28 | Germany | Axial Inline | Single | Ambient | CAP035120001C | AXC 355-6/13°-2-P (160) (0.75 kW) S IE3 C | 835 | 100 |  | 1375 | 58% | 1 | 577.5 | 0% | 577.5 | 30.5708 | 608.0708 | 0% | 1.14 | 1.1235 | 1 | 778.811 | 50.01% | 1168.3294 | 1168.3294 | 170000 | 3211396.3392
383 | F-383 |  | FA.FAN-B02-29 | Sweden | Inline Fan | Single | Ambient | 19510 | K 200 L sileo | 135 | 375 | 208 | 208 | 58% | 1 | 87.36 | 0% | 87.36 | 4.6245 | 91.9845 | 0% | 1.14 | 1.1235 | 1 | 117.8129 | 50.01% | 176.7364 | 176.7364 | 170000 | 3211396.3392
384 | F-384 |  | FA.FAN-B02-30 | Germany | Centrifugal Inline | Single | Ambient | 235404 | MUB 042 400DV Multibox | 450 | 375 | 1249 | 1249 | 58% | 1 | 524.58 | 0% | 524.58 | 27.7694 | 552.3494 | 0% | 1.14 | 1.1235 | 1 | 707.4436 | 50.01% | 1061.2679 | 1061.2679 | 170000 | 3211396.3392
385 | F-385 |  | FA.FAN-B02-31 | Germany | Axial Inline | Single | Ambient | CAP040120001D | AXC 400-6/12°-2-P (160) (1.1 kW) S IE3 C | 835 | 375 |  | 1445 | 58% | 1 | 606.9 | 0% | 606.9 | 32.1271 | 639.0271 | 0% | 1.14 | 1.1235 | 1 | 818.4596 | 50.01% | 1227.808 | 1227.808 | 170000 | 3211396.3392
386 | F-386 |  | FA.FAN-B02-32 | Sweden | Inline Fan | Single | Ambient | 93097 | KT 60-30-4 | 605 | 375 | 1182 | 1182 | 58% | 1 | 496.44 | 0% | 496.44 | 26.2798 | 522.7198 | 0% | 1.14 | 1.1235 | 1 | 669.4943 | 50.01% | 1004.3384 | 1004.3384 | 170000 | 3211396.3392
387 | F-387 |  | PR.FAN-B31-RF-01 | Germany | Axial Inline | Single | Ambient | CAPV080140001J | AXC 800-9/26°-4-PV (350) (7.5 kW) S IE3 | 7470 | 500 |  | 3963 | 58% | 1 | 1664.46 | 0% | 1664.46 | 88.1106 | 1752.5706 | 0% | 1.14 | 1.1235 | 1 | 2244.675 | 50.01% | 3367.3378 | 3367.3378 | 170000 | 3211396.3392
388 | F-388 |  | PR.FAN-B31-RF-02 | Germany | Axial Inline | Single | Ambient | CAPV080140001J | AXC 800-9/26°-4-PV (350) (7.5 kW) S IE3 A | 7515 | 500 |  | 3963 | 58% | 1 | 1664.46 | 0% | 1664.46 | 88.1106 | 1752.5706 | 0% | 1.14 | 1.1235 | 1 | 2244.675 | 50.01% | 3367.3378 | 3367.3378 | 170000 | 3211396.3392
389 | F-389 |  | PR.FAN-C31-RF-01 | Germany | Axial Inline | Single | Ambient | CAPV080140001J | AXC 800-9/26°-4-PV (350) (7.5 kW) S IE3 A | 7515 | 500 |  | 3963 | 58% | 1 | 1664.46 | 0% | 1664.46 | 88.1106 | 1752.5706 | 0% | 1.14 | 1.1235 | 1 | 2244.675 | 50.01% | 3367.3378 | 3367.3378 | 170000 | 3211396.3392
390 | F-390 |  | PR.FAN-C31-RF-02 | Germany | Axial Inline | Single | Ambient | CAPV080140001J | AXC 800-9/26°-4-PV (350) (7.5 kW) S IE3 | 7465 | 500 |  | 3963 | 58% | 1 | 1664.46 | 0% | 1664.46 | 88.1106 | 1752.5706 | 0% | 1.14 | 1.1235 | 1 | 2244.675 | 50.01% | 3367.3378 | 3367.3378 | 170000 | 3211396.3392
391 | F-391 |  | PR.FAN-A31-RF-01 | Germany | Axial Inline | Single | Ambient | CAPV080140001J | AXC 800-9/26°-4-PV (350) (7.5 kW) S IE3 | 7350 | 500 |  | 3963 | 58% | 1 | 1664.46 | 0% | 1664.46 | 88.1106 | 1752.5706 | 0% | 1.14 | 1.1235 | 1 | 2244.675 | 50.01% | 3367.3378 | 3367.3378 | 170000 | 3211396.3392
392 | F-392 |  | PR.FAN-A31-RF-02 | Germany | Axial Inline | Single | Ambient | CAPV080140001J | AXC 800-9/26°-4-PV (350) (7.5 kW) S IE3 | 7350 | 500 |  | 3963 | 58% | 1 | 1664.46 | 0% | 1664.46 | 88.1106 | 1752.5706 | 0% | 1.14 | 1.1235 | 1 | 2244.675 | 50.01% | 3367.3378 | 3367.3378 | 170000 | 3211396.3392
393 | F-393 |  | GR.EX-FAN-B31-RF-01 | Sweden | Inline Fan | Single | Ambient | 19510 | K 200 L sileo | 105 | 375 | 208 | 208 | 58% | 1 | 87.36 | 0% | 87.36 | 4.6245 | 91.9845 | 0% | 1.14 | 1.1235 | 1 | 117.8129 | 50.01% | 176.7364 | 176.7364 | 170000 | 3211396.3392
394 | F-394 |  | GR.EX-FAN-C31-RF-01 | Sweden | Inline Fan | Single | Ambient | 235403 | MUB 042 400EV Multibox | 265 | 375 | 1199 | 1199 | 58% | 1 | 503.58 | 0% | 503.58 | 26.6577 | 530.2377 | 0% | 1.14 | 1.1235 | 1 | 679.1232 | 50.01% | 1018.7832 | 1018.7832 | 170000 | 3211396.3392
395 | F-395 |  | GR.EX-FAN-A31-RF-01 | Sweden | Inline Fan | Single | Ambient | 27758 | K 315 M sileo** | 150 | 375 | 276 | 276 | 58% | 1 | 115.92 | 0% | 115.92 | 6.1364 | 122.0564 | 0% | 1.14 | 1.1235 | 1 | 156.3286 | 50.01% | 234.5156 | 234.5156 | 170000 | 3211396.3392
396 | F-396 |  | EX.FAN-C31-RF-001 | Germany | Axial Inline | Single | Ambient | CAP045120001D | AXC 450-6/10°-2-P (200) (1.1 kW) S IE3 C | 1235 | 375 |  | 1549 | 58% | 1 | 650.58 | 0% | 650.58 | 34.4394 | 685.0194 | 0% | 1.14 | 1.1235 | 1 | 877.366 | 50.01% | 1316.1762 | 1316.1762 | 170000 | 3211396.3392
397 | F-397 |  | FA.FAN-C31-RF-001 | Germany | Axial Inline | Single | Ambient | CAP045120001E | AXC 450-6/12°-2-P (200) (1.5 kW) S IE3 | 1350 | 375 |  | 1604 | 58% | 1 | 673.68 | 0% | 673.68 | 35.6622 | 709.3422 | 0% | 1.14 | 1.1235 | 1 | 908.5185 | 50.01% | 1362.9094 | 1362.9094 | 170000 | 3211396.3392
398 | F-398 |  | EX.FAN-A31-RF-001 | Germany | Centrifugal Inline | Single | Ambient | 276520 | MUB 042 450DV Multibox | 550 | 375 | 1339 | 1339 | 58% | 1 | 562.38 | 0% | 562.38 | 29.7704 | 592.1504 | 0% | 1.14 | 1.1235 | 1 | 758.4203 | 50.01% | 1137.7404 | 1137.7404 | 170000 | 3211396.3392
399 | F-399 |  | FA.FAN-A31-RF-001 | Germany | Centrifugal Inline | Single | Ambient | 276520 | MUB 042 450DV Multibox | 495 | 375 | 1339 | 1339 | 58% | 1 | 562.38 | 0% | 562.38 | 29.7704 | 592.1504 | 0% | 1.14 | 1.1235 | 1 | 758.4203 | 50.01% | 1137.7404 | 1137.7404 | 170000 | 3211396.3392
400 | F-400 |  | PR.FAN-B32-RF-01 | Germany | Axial Inline | Single | Ambient | CAPV080140001J | AXC 800-9/27°-4-PV (350) (7.5 kW) S IE3 A | 7620 | 500 |  | 3963 | 58% | 1 | 1664.46 | 0% | 1664.46 | 88.1106 | 1752.5706 | 0% | 1.14 | 1.1235 | 1 | 2244.675 | 50.01% | 3367.3378 | 3367.3378 | 170000 | 3211396.3392
401 | F-401 |  | PR.FAN-B32-RF-02 | Germany | Axial Inline | Single | Ambient | CAP090140001J | AXC 900-10/18°-4-P (450) (7.5 kW) S IE3 A | 7385 | 500 |  | 3681 | 58% | 1 | 1546.02 | 0% | 1546.02 | 81.8408 | 1627.8608 | 0% | 1.14 | 1.1235 | 1 | 2084.9479 | 50.01% | 3127.724 | 3127.724 | 170000 | 3211396.3392
402 | F-402 |  | PR.FAN-C32-RF-01 | Germany | Axial Inline | Single | Ambient | CAPV080140001J | AXC 800-9/26°-4-PV (350) (7.5 kW) S IE3 | 7470 | 500 |  | 3963 | 58% | 1 | 1664.46 | 0% | 1664.46 | 88.1106 | 1752.5706 | 0% | 1.14 | 1.1235 | 1 | 2244.675 | 50.01% | 3367.3378 | 3367.3378 | 170000 | 3211396.3392
403 | F-403 |  | PR.FAN-C32-RF-02 | Germany | Axial Inline | Single | Ambient | CAPV080140001J | AXC 800-9/25°-4-PV (350) (7.5 kW) S IE3 A | 7250 | 500 |  | 3963 | 58% | 1 | 1664.46 | 0% | 1664.46 | 88.1106 | 1752.5706 | 0% | 1.14 | 1.1235 | 1 | 2244.675 | 50.01% | 3367.3378 | 3367.3378 | 170000 | 3211396.3392
404 | F-404 |  | PR.FAN-D32-RF-01 | Germany | Axial Inline | Single | Ambient | CAPV080140001J | AXC 800-9/27°-4-PV (350) (7.5 kW) S IE3 A | 7555 | 500 |  | 3963 | 58% | 1 | 1664.46 | 0% | 1664.46 | 88.1106 | 1752.5706 | 0% | 1.14 | 1.1235 | 1 | 2244.675 | 50.01% | 3367.3378 | 3367.3378 | 170000 | 3211396.3392
405 | F-405 |  | PR.FAN-D32-RF-02 | Germany | Axial Inline | Single | Ambient | CAPV080140001J | AXC 800-9/25°-4-PV (350) (7.5 kW) S IE3 A | 7315 | 500 |  | 3963 | 58% | 1 | 1664.46 | 0% | 1664.46 | 88.1106 | 1752.5706 | 0% | 1.14 | 1.1235 | 1 | 2244.675 | 50.01% | 3367.3378 | 3367.3378 | 170000 | 3211396.3392
406 | F-406 |  | PR.FAN-A32-RF-01 | Germany | Axial Inline | Single | Ambient | CAP090140001J | AXC 900-10/18°-4-P (450) (7.5 kW) S IE3 A | 7405 | 500 |  | 3681 | 58% | 1 | 1546.02 | 0% | 1546.02 | 81.8408 | 1627.8608 | 0% | 1.14 | 1.1235 | 1 | 2084.9479 | 50.01% | 3127.724 | 3127.724 | 170000 | 3211396.3392
407 | F-407 |  | PR.FAN-A32-RF-02 | Germany | Axial Inline | Single | Ambient | CAPV080140001J | AXC 900-10/17°-4-P (450) (7.5 kW) S IE3 A | 7225 | 500 |  | 3963 | 58% | 1 | 1664.46 | 0% | 1664.46 | 88.1106 | 1752.5706 | 0% | 1.14 | 1.1235 | 1 | 2244.675 | 50.01% | 3367.3378 | 3367.3378 | 170000 | 3211396.3392
408 | F-408 |  | GR.EX-FAN-B32-RF-01 | Germany | Centrifugal Inline | Single | Ambient | 235403 | MUB 042 400EV Multibox | 260 | 375 | 1199 | 1199 | 58% | 1 | 503.58 | 0% | 503.58 | 26.6577 | 530.2377 | 0% | 1.14 | 1.1235 | 1 | 679.1232 | 50.01% | 1018.7832 | 1018.7832 | 170000 | 3211396.3392
409 | F-409 |  | GR.EX-FAN-C32-RF-01 | Sweden | Inline Fan | Single | Ambient | 19514 | K 315 L Sileo** | 250 | 375 | 330 | 330 | 58% | 1 | 138.6 | 0% | 138.6 | 7.337 | 145.937 | 0% | 1.14 | 1.1235 | 1 | 186.9146 | 50.01% | 280.3991 | 280.3991 | 170000 | 3211396.3392
410 | F-410 |  | GR.EX-FAN-D32-RF-01 | Sweden | Inline Fan | Single | Ambient | 19514 | K 315 L Sileo** | 255 | 375 | 330 | 330 | 58% | 1 | 138.6 | 0% | 138.6 | 7.337 | 145.937 | 0% | 1.14 | 1.1235 | 1 | 186.9146 | 50.01% | 280.3991 | 280.3991 | 170000 | 3211396.3392
411 | F-411 |  | GR.EX-FAN-A32-RF-01 | Sweden | Inline Fan | Single | Ambient | 251015 | K 315 sileo | 215 | 375 | 288 | 288 | 58% | 1 | 120.96 | 0% | 120.96 | 6.4032 | 127.3632 | 0% | 1.14 | 1.1235 | 1 | 163.1255 | 50.01% | 244.7119 | 244.7119 | 170000 | 3211396.3392
411.1 | F-411.1 |  | EX-FAN-D32-RF-01 | Sweden | Inline Fan | Single | Ambient | 27758 | K 315 M sileo** | 200 | 375 | 276 | 276 | 58% | 1 | 115.92 | 0% | 115.92 | 6.1364 | 122.0564 | 0% | 1.14 | 1.1235 | 1 | 156.3286 | 50.01% | 234.5156 | 234.5156 | 170000 | 3211396.3392
412 | F-412 |  | PR.FAN-B33-RF-01 | Germany | Axial Inline | Single | Ambient | CAPV080140001J | AXC 900-10/17°-4-P (450) (7.5 kW) S IE3 A | 7145 | 500 |  | 3681 | 58% | 1 | 1546.02 | 0% | 1546.02 | 81.8408 | 1627.8608 | 0% | 1.14 | 1.1235 | 1 | 2084.9479 | 50.01% | 3127.724 | 3127.724 | 170000 | 3211396.3392
413 | F-413 |  | PR.FAN-B33-RF-02 | Germany | Axial Inline | Single | Ambient | CAP090140001J | AXC 900-10/17°-4-P (450) (7.5 kW) S IE3 A | 6910 | 500 |  | 3681 | 58% | 1 | 1546.02 | 0% | 1546.02 | 81.8408 | 1627.8608 | 0% | 1.14 | 1.1235 | 1 | 2084.9479 | 50.01% | 3127.724 | 3127.724 | 170000 | 3211396.3392
414 | F-414 |  | PR.FAN-A33-RF-01 | Germany | Axial Inline | Single | Ambient | CAP090140001J | AXC 900-10/17°-4-P (450) (7.5 kW) S IE3 A | 7120 | 500 |  | 3681 | 58% | 1 | 1546.02 | 0% | 1546.02 | 81.8408 | 1627.8608 | 0% | 1.14 | 1.1235 | 1 | 2084.9479 | 50.01% | 3127.724 | 3127.724 | 170000 | 3211396.3392
415 | F-415 |  | PR.FAN-A33-RF-02 | Germany | Axial Inline | Single | Ambient | CAP090140001J | AXC 900-10/17°-4-P (450) (7.5 kW) S IE3 | 6867 | 500 |  | 3681 | 58% | 1 | 1546.02 | 0% | 1546.02 | 81.8408 | 1627.8608 | 0% | 1.14 | 1.1235 | 1 | 2084.9479 | 50.01% | 3127.724 | 3127.724 | 170000 | 3211396.3392
416 | F-416 |  | PR.FAN-A33-RF-03 | Germany | Axial Inline | Single | Ambient | CAP100140001O | AXC 1000-10/31°-4-P (450) (30 kW) S IE3 | 18580 | 500 |  | 7528 | 58% | 1 | 3161.76 | 0% | 3161.76 | 167.3724 | 3329.1324 | 0% | 1.14 | 1.1235 | 1 | 4263.9195 | 50.01% | 6396.4973 | 6396.4973 | 170000 | 3211396.3392
417 | F-417 |  | GR.EX-FAN-B33-RF-01 | Sweden | Inline Fan | Single | Ambient | 27758 | K 315 M sileo** | 180 | 375 | 276 | 276 | 58% | 1 | 115.92 | 0% | 115.92 | 6.1364 | 122.0564 | 0% | 1.14 | 1.1235 | 1 | 156.3286 | 50.01% | 234.5156 | 234.5156 | 170000 | 3211396.3392
418 | F-418 |  | GR.EX-FAN-A33-RF-01 | Sweden | Inline Fan | Single | Ambient | 27758 | K 315 M sileo** | 190 | 375 | 276 | 276 | 58% | 1 | 115.92 | 0% | 115.92 | 6.1364 | 122.0564 | 0% | 1.14 | 1.1235 | 1 | 156.3286 | 50.01% | 234.5156 | 234.5156 | 170000 | 3211396.3392
419 | F-419 |  | EX-FAN-A33-RF-01 | Sweden | Inline Fan | Single | Ambient | 27758 | K 315 M sileo** | 180 | 375 | 276 | 276 | 58% | 1 | 115.92 | 0% | 115.92 | 6.1364 | 122.0564 | 0% | 1.14 | 1.1235 | 1 | 156.3286 | 50.01% | 234.5156 | 234.5156 | 170000 | 3211396.3392
420 | F-420 |  | FR-FAN-A33-RF-01 | Sweden | Inline Fan | Single | Ambient | 27758 | K 315 M sileo** | 200 | 375 | 276 | 276 | 58% | 1 | 115.92 | 0% | 115.92 | 6.1364 | 122.0564 | 0% | 1.14 | 1.1235 | 1 | 156.3286 | 50.01% | 234.5156 | 234.5156 | 170000 | 3211396.3392
420.1 | F-420.1 |  | PR.FAN-RF-01 | Germany | Axial Inline | Single | Ambient | CAP090140001J | AXC 900-10/15°-4-P (450) (7.5 kW) S IE3 A | 6318 | 500 |  | 3883 | 58% | 1 | 1630.86 | 0% | 1630.86 | 86.332 | 1717.192 | 0% | 1.14 | 1.1235 | 1 | 2199.3623 | 50.01% | 3299.3622 | 3299.3622 | 170000 | 3211396.3392
420.2 | F-420.2 |  | PR.FAN-RF-02 | Germany | Axial Inline | Single | Ambient | CAPV080140001J | AXC 800-9/27°-4-PV (350) (7.5 kW) S IE3 A | 7597 | 500 |  | 3963 | 58% | 1 | 1664.46 | 0% | 1664.46 | 88.1106 | 1752.5706 | 0% | 1.14 | 1.1235 | 1 | 2244.675 | 50.01% | 3367.3378 | 3367.3378 | 170000 | 3211396.3392
420.3 | F-420.3 |  | PR.FAN-B01-01 | Germany | Axial Inline | Single | Ambient | CAP090140001J | AXC 900-10/15°-4-P (450) (7.5 kW) S IE3 A | 5870 | 500 |  | 3681 | 58% | 1 | 1546.02 | 0% | 1546.02 | 81.8408 | 1627.8608 | 0% | 1.14 | 1.1235 | 1 | 2084.9479 | 50.01% | 3127.724 | 3127.724 | 170000 | 3211396.3392
421 | F-421 |  | EX.FAN-RF-01 | Sweden | Inline Fan | Single | Ambient | 251015 | K 315 sileo | 125 | 500 | 288 | 288 | 58% | 1 | 120.96 | 0% | 120.96 | 6.4032 | 127.3632 | 0% | 1.14 | 1.1235 | 1 | 163.1255 | 50.01% | 244.7119 | 244.7119 | 170000 | 3211396.3392
422 | F-422 |  | EX.FAN-RF-02 | Sweden | Inline Fan | Single | Ambient | 19510 | K 200 L sileo | 90 | 375 | 208 | 208 | 58% | 1 | 87.36 | 0% | 87.36 | 4.6245 | 91.9845 | 0% | 1.14 | 1.1235 | 1 | 117.8129 | 50.01% | 176.7364 | 176.7364 | 170000 | 3211396.3392
423 | F-423 |  | EX.FAN-B01-01 | China | Wall Mounted | Single | Ambient | 281422 | AW 200E4-C | 60 | - | 160 | 83.16 | 0% | 1 | 83.16 | 0% | 83.16 | 4.4022 | 87.5622 | 60% | 1.14 | 1.1235 | 1 | 179.4381 | 50.01% | 269.1831 | 269.1831 | 170000 | 3211396.3392
424 | F-424 |  | EX.FAN-B01-02 | Germany | Axial Inline | Single | Ambient | CAPV080140001H | AXC 800-9/16°-4-PV (350) (4 kW) S IE3 | 4800 | 500 |  | 3278 | 58% | 1 | 1376.76 | 0% | 1376.76 | 72.8808 | 1449.6408 | 0% | 1.14 | 1.1235 | 1 | 1856.6855 | 50.01% | 2785.2973 | 2785.2973 | 170000 | 3211396.3392
425 | F-425 |  | EX.FAN-B01-04 | China | Wall Mounted | Single | Ambient | 281425 | AW 300E4-C | 325 | - | 216 | 111.3 | 0% | 1 | 111.3 | 0% | 111.3 | 5.8918 | 117.1918 | 60% | 1.14 | 1.1235 | 1 | 240.157 | 50.01% | 360.2703 | 360.2703 | 170000 | 3211396.3392
426 | F-426 |  | EX.FAN-B01-05 | Sweden | Inline Fan | Single | Ambient | 19512 | K 250 L sileo | 120 | 375 | 223 | 223 | 58% | 1 | 93.66 | 0% | 93.66 | 4.958 | 98.618 | 0% | 1.14 | 1.1235 | 1 | 126.309 | 50.01% | 189.4818 | 189.4818 | 170000 | 3211396.3392
427 | F-427 |  | EX.FAN-B01-06 | Sweden | Inline Fan | Single | Ambient | 19512 | K 250 L sileo | 120 | 375 | 223 | 223 | 58% | 1 | 93.66 | 0% | 93.66 | 4.958 | 98.618 | 0% | 1.14 | 1.1235 | 1 | 126.309 | 50.01% | 189.4818 | 189.4818 | 170000 | 3211396.3392
428 | F-428 |  | EX.FAN-B01-07 | Germany | Centrifugal Inline | Single | Ambient | 235404 | MUB 042 400DV Multibox | 310 | 375 | 1249 | 1249 | 58% | 1 | 524.58 | 0% | 524.58 | 27.7694 | 552.3494 | 0% | 1.14 | 1.1235 | 1 | 707.4436 | 50.01% | 1061.2679 | 1061.2679 | 170000 | 3211396.3392
429 | F-429 |  | EX.FAN-B01-08 | Germany | Centrifugal Inline | Single | Ambient | 276520 | MUB 042 450DV Multibox | 495 | 375 | 1339 | 1339 | 58% | 1 | 562.38 | 0% | 562.38 | 29.7704 | 592.1504 | 0% | 1.14 | 1.1235 | 1 | 758.4203 | 50.01% | 1137.7404 | 1137.7404 | 170000 | 3211396.3392
430 | F-430 |  | EX.FAN-B01-09 | Germany | Centrifugal Inline | Single | Ambient | 235404 | MUB 042 400DV Multibox | 410 | 375 | 1249 | 1249 | 58% | 1 | 524.58 | 0% | 524.58 | 27.7694 | 552.3494 | 0% | 1.14 | 1.1235 | 1 | 707.4436 | 50.01% | 1061.2679 | 1061.2679 | 170000 | 3211396.3392
431 | F-431 |  | EX.FAN-B01-10 | Sweden | Inline Fan | Single | Ambient | 25363 | K 150 XL sileo | 150 | 100 | 171 | 171 | 58% | 1 | 71.82 | 0% | 71.82 | 3.8019 | 75.6219 | 0% | 1.14 | 1.1235 | 1 | 96.8558 | 50.01% | 145.2977 | 145.2977 | 170000 | 3211396.3392
432 | F-432 |  | EX.FAN-B02-01 | Germany | Centrifugal Inline | Single | Ambient | 235396 | MUB 042 500D4 Multibox | 1255 | 500 | 1788 | 1788 | 58% | 1 | 750.96 | 0% | 750.96 | 39.7532 | 790.7132 | 0% | 1.14 | 1.1235 | 1 | 1012.7375 | 50.01% | 1519.2531 | 1519.2531 | 170000 | 3211396.3392
433 | F-433 |  | EX.FAN-B02-06 | Sweden | Inline Fan | Single | Ambient | 27758 | K 315 M sileo** | 150 | 375 | 276 | 276 | 58% | 1 | 115.92 | 0% | 115.92 | 6.1364 | 122.0564 | 0% | 1.14 | 1.1235 | 1 | 156.3286 | 50.01% | 234.5156 | 234.5156 | 170000 | 3211396.3392
434 | F-434 |  | FA.FAN-B01-01 | Sweden | Inline Fan | Single | Ambient | 19510 | K 200 L sileo | 65 | 375 | 208 | 208 | 58% | 1 | 87.36 | 0% | 87.36 | 4.6245 | 91.9845 | 0% | 1.14 | 1.1235 | 1 | 117.8129 | 50.01% | 176.7364 | 176.7364 | 170000 | 3211396.3392
435 | F-435 |  | FA.FAN-B01-02 | Germany | Axial Inline | Single | Ambient | CAP080340001H | AXC 800-6/20°-4-P (350) (4 kW) S IE3 | 5350 | 375 |  | 2721 | 58% | 1 | 1142.82 | 0% | 1142.82 | 60.4969 | 1203.3169 | 0% | 1.14 | 1.1235 | 1 | 1541.1962 | 50.01% | 2312.0177 | 2312.0177 | 170000 | 3211396.3392
436 | F-436 |  | FA.FAN-B01-03 | Germany | Centrifugal Inline | Single | Ambient | 235403 | MUB 042 400EV Multibox | 265 | 375 | 1199 | 1199 | 58% | 1 | 503.58 | 0% | 503.58 | 26.6577 | 530.2377 | 0% | 1.14 | 1.1235 | 1 | 679.1232 | 50.01% | 1018.7832 | 1018.7832 | 170000 | 3211396.3392
437 | F-437 |  | FA.FAN-B01-04 | Germany | Centrifugal Inline | Single | Ambient | 276520 | MUB 042 450DV Multibox | 495 | 375 | 1339 | 1339 | 58% | 1 | 562.38 | 0% | 562.38 | 29.7704 | 592.1504 | 0% | 1.14 | 1.1235 | 1 | 758.4203 | 50.01% | 1137.7404 | 1137.7404 | 170000 | 3211396.3392
438 | F-438 |  | FA.FAN-B01-05 | Sweden | Inline Fan | Single | Ambient | 27758 | K 315 M sileo** | 165 | 375 | 276 | 276 | 58% | 1 | 115.92 | 0% | 115.92 | 6.1364 | 122.0564 | 0% | 1.14 | 1.1235 | 1 | 156.3286 | 50.01% | 234.5156 | 234.5156 | 170000 | 3211396.3392
439 | F-439 |  | FA.FAN-B01-06 | Germany | Centrifugal Inline | Single | Ambient | 235396 | MUB 042 500D4 Multibox | 1095 | 500 | 1788 | 1788 | 58% | 1 | 750.96 | 0% | 750.96 | 39.7532 | 790.7132 | 0% | 1.14 | 1.1235 | 1 | 1012.7375 | 50.01% | 1519.2531 | 1519.2531 | 170000 | 3211396.3392
440 | F-440 |  | FA.FAN-B01-07 | China | Wall Mounted | Single | Ambient | 281424 | AW 250E4-C | 170 | - | 173 | 91.14 | 0% | 1 | 91.14 | 0% | 91.14 | 4.8246 | 95.9646 | 60% | 1.14 | 1.1235 | 1 | 196.6569 | 50.01% | 295.0138 | 295.0138 | 170000 | 3211396.3392
441 | F-441 |  | FA.FAN-B02-01 | Germany | Axial Inline | Single | Ambient | CAP040120001E | AXC 400-6/20°-2-P (160) (1.5 kW) S IE3 C | 1400 | 375 |  | 1499 | 58% | 1 | 629.58 | 0% | 629.58 | 33.3277 | 662.9077 | 0% | 1.14 | 1.1235 | 1 | 849.0456 | 50.01% | 1273.6915 | 1273.6915 | 170000 | 3211396.3392
442 | F-442 |  | FA.FAN-B02-02 | Germany | Axial Inline | Single | Ambient | CAP040120001D | AXC 400-6/12°-2-P (160) (1.1 kW) S IE3 C | 790 | 375 |  | 1445 | 58% | 1 | 606.9 | 0% | 606.9 | 32.1271 | 639.0271 | 0% | 1.14 | 1.1235 | 1 | 818.4596 | 50.01% | 1227.808 | 1227.808 | 170000 | 3211396.3392
443 | F-443 |  | FA.FAN-B02-03 | Germany | Centrifugal Inline | Single | Ambient | 235396 | MUB 042 500D4 Multibox | 935 | 500 | 1788 | 1788 | 58% | 1 | 750.96 | 0% | 750.96 | 39.7532 | 790.7132 | 0% | 1.14 | 1.1235 | 1 | 1012.7375 | 50.01% | 1519.2531 | 1519.2531 | 170000 | 3211396.3392
444 | F-444 |  | EX-FAN-B01-001 | Germany | Axial Inline | Single | 300°C/2Hr | CAPB125140301O | AXC 1250-12/11°-4(B)-P (500) (30 kW) S IE3 | 9899/16499 | 875 |  | 12015 | 58% | 1 | 5046.3 | 0% | 5046.3 | 267.1333 | 5313.4333 | 0% | 1.14 | 1.1235 | 1 | 6805.3923 | 50.01% | 10209.0747 | 10209.0747 | 170000 | 3211396.3392
445 | F-445 |  | EX-FAN-B01-002 | Germany | Axial Inline | Single | 300°C/2Hr | CAPB125140301O | AXC 1250-12/11°-4(B)-P (500) (30 kW) S IE3 | 9899/16499 | 875 |  | 12015 | 58% | 1 | 5046.3 | 0% | 5046.3 | 267.1333 | 5313.4333 | 0% | 1.14 | 1.1235 | 1 | 6805.3923 | 50.01% | 10209.0747 | 10209.0747 | 170000 | 3211396.3392
446 | F-446 |  | EX-FAN-B01-003 | Germany | Axial Inline | Single | 300°C/2Hr | CAPB125140301O | AXC 1250-12/11°-4(B)-P (500) (30 kW) S IE3 | 9899/16499 | 875 |  | 12015 | 58% | 1 | 5046.3 | 0% | 5046.3 | 267.1333 | 5313.4333 | 0% | 1.14 | 1.1235 | 1 | 6805.3923 | 50.01% | 10209.0747 | 10209.0747 | 170000 | 3211396.3392
447 | F-447 |  | EX-FAN-B01-004 | Germany | Axial Inline | Single | 300°C/2Hr | CAPB125140301O | AXC 1250-12/11°-4(B)-P (500) (30 kW) S IE3 | 9899/16499 | 875 |  | 12015 | 58% | 1 | 5046.3 | 0% | 5046.3 | 267.1333 | 5313.4333 | 0% | 1.14 | 1.1235 | 1 | 6805.3923 | 50.01% | 10209.0747 | 10209.0747 | 170000 | 3211396.3392
448 | F-448 |  | EX-FAN-B02-005 | Germany | Axial Inline | Single | 300°C/2Hr | CAPVB100140301N | AXC 1000-10/26°-4(B)-PV (450) (22 kW) S IE3 E | 9047/12730 | 875 |  | 10305 | 58% | 1 | 4328.1 | 0% | 4328.1 | 229.1144 | 4557.2144 | 0% | 1.14 | 1.1235 | 1 | 5836.8346 | 50.01% | 8756.0978 | 8756.0978 | 170000 | 3211396.3392
449 | F-449 |  | EX-FAN-B02-006 | Germany | Axial Inline | Single | 300°C/2Hr | CAPVB100140301N | AXC 1000-10/26°-4(B)-PV (450) (22 kW) S IE3 E | 9047/12730 | 875 |  | 10305 | 58% | 1 | 4328.1 | 0% | 4328.1 | 229.1144 | 4557.2144 | 0% | 1.14 | 1.1235 | 1 | 5836.8346 | 50.01% | 8756.0978 | 8756.0978 | 170000 | 3211396.3392
450 | F-450 |  | EX-FAN-B02-007 | Germany | Axial Inline | Single | 300°C/2Hr | CAPVB100140301N | AXC 1000-10/26°-4(B)-PV (450) (22 kW) S IE3 E | 9047/12730 | 875 |  | 10305 | 58% | 1 | 4328.1 | 0% | 4328.1 | 229.1144 | 4557.2144 | 0% | 1.14 | 1.1235 | 1 | 5836.8346 | 50.01% | 8756.0978 | 8756.0978 | 170000 | 3211396.3392
451 | F-451 |  | EX-FAN-B02-008 | Germany | Axial Inline | Single | 300°C/2Hr | CAPVB100140301N | AXC 1000-10/26°-4(B)-PV (450) (22 kW) S IE3 E | 9047/12730 | 875 |  | 10305 | 58% | 1 | 4328.1 | 0% | 4328.1 | 229.1144 | 4557.2144 | 0% | 1.14 | 1.1235 | 1 | 5836.8346 | 50.01% | 8756.0978 | 8756.0978 | 170000 | 3211396.3392
452 | F-452 |  | FR-FAN-B01-001 | Germany | Axial Inline | Single | 300°C/2Hr | CAPVB100140301N | AXC 1000-10/29°-4(B)-PV (450) (22 kW) S IE3 E | 8414/14025 | 875 |  | 10305 | 58% | 1 | 4328.1 | 0% | 4328.1 | 229.1144 | 4557.2144 | 0% | 1.14 | 1.1235 | 1 | 5836.8346 | 50.01% | 8756.0978 | 8756.0978 | 170000 | 3211396.3392
453 | F-453 |  | FR-FAN-B01-002 | Germany | Axial Inline | Single | 300°C/2Hr | CAPVB100140301N | AXC 1000-10/29°-4(B)-PV (450) (22 kW) S IE3 E | 8414/14025 | 875 |  | 10305 | 58% | 1 | 4328.1 | 0% | 4328.1 | 229.1144 | 4557.2144 | 0% | 1.14 | 1.1235 | 1 | 5836.8346 | 50.01% | 8756.0978 | 8756.0978 | 170000 | 3211396.3392
454 | F-454 |  | FR-FAN-B01-003 | Germany | Axial Inline | Single | 300°C/2Hr | CAPVB100140301N | AXC 1000-10/29°-4(B)-PV (450) (22 kW) S IE3 E | 8414/14025 | 875 |  | 10305 | 58% | 1 | 4328.1 | 0% | 4328.1 | 229.1144 | 4557.2144 | 0% | 1.14 | 1.1235 | 1 | 5836.8346 | 50.01% | 8756.0978 | 8756.0978 | 170000 | 3211396.3392
455 | F-455 |  | FR-FAN-B01-004 | Germany | Axial Inline | Single | 300°C/2Hr | CAPVB100140301N | AXC 1000-10/29°-4(B)-PV (450) (22 kW) S IE3 E | 8414/14025 | 875 |  | 10305 | 58% | 1 | 4328.1 | 0% | 4328.1 | 229.1144 | 4557.2144 | 0% | 1.14 | 1.1235 | 1 | 5836.8346 | 50.01% | 8756.0978 | 8756.0978 | 170000 | 3211396.3392
456 | F-456 |  | FR-FAN-B02-005 | Germany | Axial Inline | Single | 300°C/2Hr | CAPVB100140301M | AXC 1000-10/22°-4(B)-PV (450) (18.5 kW) S IE3 E | 7690/10821 | 875 |  | 9807 | 58% | 1 | 4118.94 | 0% | 4118.94 | 218.0422 | 4336.9822 | 0% | 1.14 | 1.1235 | 1 | 5554.7634 | 50.01% | 8332.9501 | 8332.9501 | 170000 | 3211396.3392
457 | F-457 |  | FR-FAN-B02-006 | Germany | Axial Inline | Single | 300°C/2Hr | CAPVB100140301M | AXC 1000-10/22°-4(B)-PV (450) (18.5 kW) S IE3 E | 7690/10821 | 875 |  | 9807 | 58% | 1 | 4118.94 | 0% | 4118.94 | 218.0422 | 4336.9822 | 0% | 1.14 | 1.1235 | 1 | 5554.7634 | 50.01% | 8332.9501 | 8332.9501 | 170000 | 3211396.3392
458 | F-458 |  | FR-FAN-B02-007 | Germany | Axial Inline | Single | 300°C/2Hr | CAPVB100140301M | AXC 1000-10/22°-4(B)-PV (450) (18.5 kW) S IE3 E | 7690/10821 | 875 |  | 9807 | 58% | 1 | 4118.94 | 0% | 4118.94 | 218.0422 | 4336.9822 | 0% | 1.14 | 1.1235 | 1 | 5554.7634 | 50.01% | 8332.9501 | 8332.9501 | 170000 | 3211396.3392
459 | F-459 |  | FR-FAN-B02-008 | Germany | Axial Inline | Single | 300°C/2Hr | CAPVB100140301M | AXC 1000-10/22°-4(B)-PV (450) (18.5 kW) S IE3 E | 7690/10821 | 875 |  | 9807 | 58% | 1 | 4118.94 | 0% | 4118.94 | 218.0422 | 4336.9822 | 0% | 1.14 | 1.1235 | 1 | 5554.7634 | 50.01% | 8332.9501 | 8332.9501 | 170000 | 3211396.3392
460 | F-460 |  | PR.FAN-01A | Germany | Axial Inline | Single | Ambient | CAP090140001J | AXC 900-10/17°-4-P (450) (7.5 kW) S IE3 | 7193 | 500 |  | 3681 | 58% | 1 | 1546.02 | 0% | 1546.02 | 81.8408 | 1627.8608 | 0% | 1.14 | 1.1235 | 1 | 2084.9479 | 50.01% | 3127.724 | 3127.724 | 170000 | 3211396.3392
461 | F-461 |  | PR.FAN-02A | Germany | Axial Inline | Single | Ambient | CAPV080140001J | AXC 800-9/26°-4-PV (350) (7.5 kW) S IE3 | 7469 | 500 |  | 3963 | 58% | 1 | 1664.46 | 0% | 1664.46 | 88.1106 | 1752.5706 | 0% | 1.14 | 1.1235 | 1 | 2244.675 | 50.01% | 3367.3378 | 3367.3378 | 170000 | 3211396.3392
462 | F-462 |  | PR.FAN-03A | Germany | Axial Inline | Single | Ambient | CAPV080140001J | AXC 800-9/26°-4-PV (350) (7.5 kW) S IE3 | 7469 | 500 |  | 3963 | 58% | 1 | 1664.46 | 0% | 1664.46 | 88.1106 | 1752.5706 | 0% | 1.14 | 1.1235 | 1 | 2244.675 | 50.01% | 3367.3378 | 3367.3378 | 170000 | 3211396.3392
463 | F-463 |  | PR.FAN-01B | Germany | Axial Inline | Single | Ambient | CAPV080140001J | AXC 800-9/25°-4-PV (350) (7.5 kW) S IE3 | 7343 | 500 |  | 3963 | 58% | 1 | 1664.46 | 0% | 1664.46 | 88.1106 | 1752.5706 | 0% | 1.14 | 1.1235 | 1 | 2244.675 | 50.01% | 3367.3378 | 3367.3378 | 170000 | 3211396.3392
464 | F-464 |  | PR.FAN-02B | Germany | Axial Inline | Single | Ambient | CAP090140001J | AXC 900-10/17°-4-P (450) (7.5 kW) S IE3 | 7074 | 500 |  | 3681 | 58% | 1 | 1546.02 | 0% | 1546.02 | 81.8408 | 1627.8608 | 0% | 1.14 | 1.1235 | 1 | 2084.9479 | 50.01% | 3127.724 | 3127.724 | 170000 | 3211396.3392
465 | F-465 |  | PR.FAN-01C | Germany | Axial Inline | Single | Ambient | CAP090140001J | AXC 900-10/15°-4-P (450) (7.5 kW) S IE3 | 6080 | 500 |  | 3681 | 58% | 1 | 1546.02 | 0% | 1546.02 | 81.8408 | 1627.8608 | 0% | 1.14 | 1.1235 | 1 | 2084.9479 | 50.01% | 3127.724 | 3127.724 | 170000 | 3211396.3392
466 | F-466 |  | PR.FAN-02C | Germany | Axial Inline | Single | Ambient | CAP090140001J | AXC 900-10/17°-4-P (450) (7.5 kW) S IE3 | 7104 | 500 |  | 3681 | 58% | 1 | 1546.02 | 0% | 1546.02 | 81.8408 | 1627.8608 | 0% | 1.14 | 1.1235 | 1 | 2084.9479 | 50.01% | 3127.724 | 3127.724 | 170000 | 3211396.3392
467 | F-467 |  | G.EX.FAN-01A | Sweden | Inline Fan | Single | Ambient | 25363 | K 150 XL sileo | 140 | 150 | 171 | 171 | 58% | 1 | 71.82 | 0% | 71.82 | 3.8019 | 75.6219 | 0% | 1.14 | 1.1235 | 1 | 96.8558 | 50.01% | 145.2977 | 145.2977 | 170000 | 3211396.3392
468 | F-468 |  | G.EX.FAN-02A | Sweden | Inline Fan | Single | Ambient | 19510 | K 200 L sileo | 205 | 150 | 208 | 208 | 58% | 1 | 87.36 | 0% | 87.36 | 4.6245 | 91.9845 | 0% | 1.14 | 1.1235 | 1 | 117.8129 | 50.01% | 176.7364 | 176.7364 | 170000 | 3211396.3392
469 | F-469 |  | G.EX.FAN-01B | Sweden | Inline Fan | Single | Ambient | 25363 | K 150 XL sileo | 140 | 150 | 171 | 171 | 58% | 1 | 71.82 | 0% | 71.82 | 3.8019 | 75.6219 | 0% | 1.14 | 1.1235 | 1 | 96.8558 | 50.01% | 145.2977 | 145.2977 | 170000 | 3211396.3392
470 | F-470 |  | G.EX.FAN-01C | Sweden | Inline Fan | Single | Ambient | 25363 | K 150 XL sileo | 105 | 150 | 171 | 171 | 58% | 1 | 71.82 | 0% | 71.82 | 3.8019 | 75.6219 | 0% | 1.14 | 1.1235 | 1 | 96.8558 | 50.01% | 145.2977 | 145.2977 | 170000 | 3211396.3392
471 | F-471 |  | EX.FAN-01 | China | Wall Mounted | Single | Ambient | 281425 | AW 300E4-C | 350 | - | 216 | 111.3 | 0% | 1 | 111.3 | 0% | 111.3 | 5.8918 | 117.1918 | 60% | 1.14 | 1.1235 | 1 | 240.157 | 50.01% | 360.2703 | 360.2703 | 170000 | 3211396.3392
472 | F-472 |  | EX.FAN-02 | Germany | Wall Mounted | Single | Ambient | 37411 | AW 450E4 sileo Axial fan | 1185 | - | 638 | 309.54 | 0% | 1 | 309.54 | 0% | 309.54 | 16.386 | 325.926 | 0% | 1.14 | 1.1235 | 1 | 417.4427 | 50.01% | 626.2246 | 626.2246 | 170000 | 3211396.3392
473 | F-473 |  | EX.FAN-03 | Germany | Wall Mounted | Single | Ambient | 37411 | AW 450E4 sileo Axial fan | 1185 | - | 638 | 309.54 | 0% | 1 | 309.54 | 0% | 309.54 | 16.386 | 325.926 | 0% | 1.14 | 1.1235 | 1 | 417.4427 | 50.01% | 626.2246 | 626.2246 | 170000 | 3211396.3392
474 | F-474 |  | EX.FAN-04 | Germany | Centrifugal Inline | Single | Ambient | 235404 | MUB 042 400DV Multibox | 1000 | 100 | 1249 | 1249 | 58% | 1 | 524.58 | 0% | 524.58 | 27.7694 | 552.3494 | 0% | 1.14 | 1.1235 | 1 | 707.4436 | 50.01% | 1061.2679 | 1061.2679 | 170000 | 3211396.3392
475 | F-475 |  | EX.FAN-05 | Sweden | Inline Fan | Single | Ambient | 27758 | K 315 M sileo** | 300 | 100 | 276 | 276 | 58% | 1 | 115.92 | 0% | 115.92 | 6.1364 | 122.0564 | 0% | 1.14 | 1.1235 | 1 | 156.3286 | 50.01% | 234.5156 | 234.5156 | 170000 | 3211396.3392
476 | F-476 |  | EX.FAN-06 | Sweden | Inline Fan | Single | Ambient | 27758 | K 315 M sileo** | 250 | 150 | 276 | 276 | 58% | 1 | 115.92 | 0% | 115.92 | 6.1364 | 122.0564 | 0% | 1.14 | 1.1235 | 1 | 156.3286 | 50.01% | 234.5156 | 234.5156 | 170000 | 3211396.3392
477 | F-477 |  | EX.FAN-07 | Sweden | Inline Fan | Single | Ambient | 27758 | K 315 M sileo** | 295 | 150 | 276 | 276 | 58% | 1 | 115.92 | 0% | 115.92 | 6.1364 | 122.0564 | 0% | 1.14 | 1.1235 | 1 | 156.3286 | 50.01% | 234.5156 | 234.5156 | 170000 | 3211396.3392
478 | F-478 |  | EX.FAN-08 | Sweden | Inline Fan | Single | Ambient | 25366 | K 200 M sileo | 160 | 150 | 172 | 172 | 58% | 1 | 72.24 | 0% | 72.24 | 3.8241 | 76.0641 | 0% | 1.14 | 1.1235 | 1 | 97.4222 | 50.01% | 146.1474 | 146.1474 | 170000 | 3211396.3392
479 | F-479 |  | EX.FAN-09 | Sweden | Inline Fan | Single | Ambient | 27758 | K 315 M sileo** | 255 | 150 | 276 | 276 | 58% | 1 | 115.92 | 0% | 115.92 | 6.1364 | 122.0564 | 0% | 1.14 | 1.1235 | 1 | 156.3286 | 50.01% | 234.5156 | 234.5156 | 170000 | 3211396.3392
480 | F-480 |  | EX.FAN-10 | China | Wall Mounted | Single | Ambient | 281425 | AW 300E4-C | 300 | - | 216 | 111.3 | 0% | 1 | 111.3 | 0% | 111.3 | 5.8918 | 117.1918 | 60% | 1.14 | 1.1235 | 1 | 240.157 | 50.01% | 360.2703 | 360.2703 | 170000 | 3211396.3392
481 | F-481 |  | EX.FAN-11 | Sweden | Inline Fan | Single | Ambient | 25361 | K 125 XL sileo | 50 | 150 | 141 | 141 | 58% | 1 | 59.22 | 0% | 59.22 | 3.1349 | 62.3549 | 0% | 1.14 | 1.1235 | 1 | 79.8635 | 50.01% | 119.8069 | 119.8069 | 170000 | 3211396.3392
482 | F-482 |  | EX.FAN-12 | Sweden | Inline Fan | Single | Ambient | 27758 | K 315 M sileo** | 300 | 100 | 276 | 276 | 58% | 1 | 115.92 | 0% | 115.92 | 6.1364 | 122.0564 | 0% | 1.14 | 1.1235 | 1 | 156.3286 | 50.01% | 234.5156 | 234.5156 | 170000 | 3211396.3392
483 | F-483 |  | EX.FAN-13 | China | Wall Mounted | Single | Ambient | 281422 | AW 200E4-C | 80 | - | 160 | 83.16 | 0% | 1 | 83.16 | 0% | 83.16 | 4.4022 | 87.5622 | 60% | 1.14 | 1.1235 | 1 | 179.4381 | 50.01% | 269.1831 | 269.1831 | 170000 | 3211396.3392
484 | F-484 |  | EX.FAN-14 | China | Wall Mounted | Single | Ambient | 281424 | AW 250E4-C | 125 | - | 173 | 91.14 | 0% | 1 | 91.14 | 0% | 91.14 | 4.8246 | 95.9646 | 60% | 1.14 | 1.1235 | 1 | 196.6569 | 50.01% | 295.0138 | 295.0138 | 170000 | 3211396.3392
485 | F-485 |  | EX.FAN-15 | Sweden | Inline Fan | Single | Ambient | 19514 | K 315 L Sileo** | 400 | 100 | 330 | 330 | 58% | 1 | 138.6 | 0% | 138.6 | 7.337 | 145.937 | 0% | 1.14 | 1.1235 | 1 | 186.9146 | 50.01% | 280.3991 | 280.3991 | 170000 | 3211396.3392
486 | F-486 |  | EX.FAN-16 | Sweden | Inline Fan | Single | Ambient | 93294 | KT 50-30-4** | 550 | 150 | 859 | 859 | 58% | 1 | 360.78 | 0% | 360.78 | 19.0984 | 379.8784 | 0% | 1.14 | 1.1235 | 1 | 486.5445 | 50.01% | 729.8872 | 729.8872 | 170000 | 3211396.3392
487 | F-487 |  | EX.FAN-17 | Sweden | Inline Fan | Single | Ambient | 25361 | K 125 XL sileo | 50 | 150 | 141 | 141 | 58% | 1 | 59.22 | 0% | 59.22 | 3.1349 | 62.3549 | 0% | 1.14 | 1.1235 | 1 | 79.8635 | 50.01% | 119.8069 | 119.8069 | 170000 | 3211396.3392
488 | F-488 |  | EX.FAN-18 | China | Wall Mounted | Single | Ambient | 281425 | AW 300E4-C | 225 | - | 216 | 111.3 | 0% | 1 | 111.3 | 0% | 111.3 | 5.8918 | 117.1918 | 60% | 1.14 | 1.1235 | 1 | 240.157 | 50.01% | 360.2703 | 360.2703 | 170000 | 3211396.3392
489 | F-489 |  | EX.FAN-19 | China | Wall Mounted | Single | Ambient | 281425 | AW 300E4-C | 225 | - | 216 | 111.3 | 0% | 1 | 111.3 | 0% | 111.3 | 5.8918 | 117.1918 | 60% | 1.14 | 1.1235 | 1 | 240.157 | 50.01% | 360.2703 | 360.2703 | 170000 | 3211396.3392
490 | F-490 |  | EX.FAN-20 | China | Wall Mounted | Single | Ambient | 281422 | AW 200E4-C | 80 | - | 160 | 83.16 | 0% | 1 | 83.16 | 0% | 83.16 | 4.4022 | 87.5622 | 60% | 1.14 | 1.1235 | 1 | 179.4381 | 50.01% | 269.1831 | 269.1831 | 170000 | 3211396.3392
491 | F-491 |  | EX.FAN-21 | Sweden | Inline Fan | Single | Ambient | 27758 | K 315 M sileo** | 300 | 100 | 276 | 276 | 58% | 1 | 115.92 | 0% | 115.92 | 6.1364 | 122.0564 | 0% | 1.14 | 1.1235 | 1 | 156.3286 | 50.01% | 234.5156 | 234.5156 | 170000 | 3211396.3392
492 | F-492 |  | FR.FAN-01 | Germany | Axial Inline | Single | Ambient | CAP071340001F | AXC 710-6/21°-4-P (350) (2.2 kW) S IE3 | 4990 | 150 |  | 2325 | 58% | 1 | 976.5 | 0% | 976.5 | 51.6925 | 1028.1925 | 0% | 1.14 | 1.1235 | 1 | 1316.8986 | 50.01% | 1975.5388 | 1975.5388 | 170000 | 3211396.3392
493 | F-493 |  | FR.FAN-02 | Germany | Axial Inline | Single | Ambient | CAP040120001F | AXC 400-6/33°-2-P (160) (2.2 kW) S IE3 | 2490 | 150 |  | 1561 | 58% | 1 | 655.62 | 0% | 655.62 | 34.7062 | 690.3262 | 0% | 1.14 | 1.1235 | 1 | 884.1629 | 50.01% | 1326.3725 | 1326.3725 | 170000 | 3211396.3392
494 | F-494 |  | FR.FAN-03 | Germany | Centrifugal Inline | Single | Ambient | 276520 | MUB 042 450DV Multibox | 1150 | 150 | 1339 | 1339 | 58% | 1 | 562.38 | 0% | 562.38 | 29.7704 | 592.1504 | 0% | 1.14 | 1.1235 | 1 | 758.4203 | 50.01% | 1137.7404 | 1137.7404 | 170000 | 3211396.3392
495 | F-495 |  | FR.FAN-04 | Sweden | Inline Fan | Single | Ambient | 19514 | K 315 L Sileo** | 340 | 100 | 330 | 330 | 58% | 1 | 138.6 | 0% | 138.6 | 7.337 | 145.937 | 0% | 1.14 | 1.1235 | 1 | 186.9146 | 50.01% | 280.3991 | 280.3991 | 170000 | 3211396.3392
496 | F-496 |  | FR.FAN-05 | Sweden | Inline Fan | Single | Ambient | 27758 | K 315 M sileo** | 270 | 100 | 276 | 276 | 58% | 1 | 115.92 | 0% | 115.92 | 6.1364 | 122.0564 | 0% | 1.14 | 1.1235 | 1 | 156.3286 | 50.01% | 234.5156 | 234.5156 | 170000 | 3211396.3392
497 | F-497 |  | FR.FAN-06 | Sweden | Inline Fan | Single | Ambient | 19514 | K 315 L Sileo** | 330 | 100 | 330 | 330 | 58% | 1 | 138.6 | 0% | 138.6 | 7.337 | 145.937 | 0% | 1.14 | 1.1235 | 1 | 186.9146 | 50.01% | 280.3991 | 280.3991 | 170000 | 3211396.3392
498 | F-498 |  | FR.FAN-07 | Sweden | Inline Fan | Single | Ambient | 1487 | KT 50-25-4 | 425 | 100 | 701 | 701 | 58% | 1 | 294.42 | 0% | 294.42 | 15.5856 | 310.0056 | 0% | 1.14 | 1.1235 | 1 | 397.052 | 50.01% | 595.6356 | 595.6356 | 170000 | 3211396.3392
499 | F-499 |  | FR.FAN-08 | Sweden | Inline Fan | Single | Ambient | 1487 | KT 50-25-4 | 450 | 100 | 701 | 701 | 58% | 1 | 294.42 | 0% | 294.42 | 15.5856 | 310.0056 | 0% | 1.14 | 1.1235 | 1 | 397.052 | 50.01% | 595.6356 | 595.6356 | 170000 | 3211396.3392
500 | F-500 |  | FR.FAN-09 | Sweden | Inline Fan | Single | Ambient | 19512 | K 250 L sileo | 230 | 150 | 223 | 223 | 58% | 1 | 93.66 | 0% | 93.66 | 4.958 | 98.618 | 0% | 1.14 | 1.1235 | 1 | 126.309 | 50.01% | 189.4818 | 189.4818 | 170000 | 3211396.3392
501 | F-501 |  | FR.FAN-10 | Sweden | Inline Fan | Single | Ambient | 27758 | K 315 M sileo** | 250 | 150 | 276 | 276 | 58% | 1 | 115.92 | 0% | 115.92 | 6.1364 | 122.0564 | 0% | 1.14 | 1.1235 | 1 | 156.3286 | 50.01% | 234.5156 | 234.5156 | 170000 | 3211396.3392
502 | F-502 |  | FR.FAN-11 | Sweden | Inline Fan | Single | Ambient | 27758 | K 315 M sileo** | 250 | 150 | 276 | 276 | 58% | 1 | 115.92 | 0% | 115.92 | 6.1364 | 122.0564 | 0% | 1.14 | 1.1235 | 1 | 156.3286 | 50.01% | 234.5156 | 234.5156 | 170000 | 3211396.3392
503 | F-503 |  | FR.FAN-12 | Sweden | Inline Fan | Single | Ambient | 25367 | K 250 M sileo | 180 | 100 | 183 | 183 | 58% | 1 | 76.86 | 0% | 76.86 | 4.0687 | 80.9287 | 0% | 1.14 | 1.1235 | 1 | 103.6527 | 50.01% | 155.494 | 155.494 | 170000 | 3211396.3392
504 | F-504 |  | FR.FAN-13 | Sweden | Inline Fan | Single | Ambient | 19514 | K 315 L Sileo** | 350 | 100 | 330 | 330 | 58% | 1 | 138.6 | 0% | 138.6 | 7.337 | 145.937 | 0% | 1.14 | 1.1235 | 1 | 186.9146 | 50.01% | 280.3991 | 280.3991 | 170000 | 3211396.3392
505 | F-505 |  | P.EX.FAN-01 | Germany | Axial Inline | Single | 300°C/2Hr | CAPVB112140301Q | AXC 1120-12/30°-4(B)-PV (500) (45 kW) S IE3 | 21975 | 1075 |  | 17794 | 58% | 3 | 22420.44 | 0% | 22420.44 | 1186.859 | 23607.299 | 0% | 1.14 | 1.1235 | 1 | 30235.9925 | 50.01% | 15119.457 | 45358.371 | 170000 | 3211396.3392
506 | F-506 |  | P.EX.FAN-02 | Germany | Axial Inline | Single | 300°C/2Hr | CAPVB112140301Q | AXC 1120-12/30°-4(B)-PV (500) (45 kW) S IE3 | 21975 | 1075 |  | 17794 | 58% | 3 | 22420.44 | 0% | 22420.44 | 1186.859 | 23607.299 | 0% | 1.14 | 1.1235 | 1 | 30235.9925 | 50.01% | 15119.457 | 45358.371 | 170000 | 3211396.3392
507 | F-507 |  | P.EX.FAN-03 | Germany | Axial Inline | Single | 300°C/2Hr | CAPVB112140301P | AXC 1120-12/23°-4(B)-PV (500) (37 kW) S IE3 | 16980 | 1075 |  | 16630 | 58% | 3 | 20953.8 | 0% | 20953.8 | 1109.2203 | 22063.0203 | 0% | 1.14 | 1.1235 | 1 | 28258.0958 | 50.01% | 14130.4131 | 42391.2392 | 170000 | 3211396.3392
508 | F-508 |  | P.EX.FAN-04 | Germany | Axial Inline | Single | 300°C/2Hr | C1250AXCPVB-W | AXC 1250-8/23°-4(B)-PV (500) (45 kW) S IE3 | 23655 | 1075 |  | 18482 | 58% | 3 | 23287.32 | 0% | 23287.32 | 1232.7486 | 24520.0686 | 0% | 1.14 | 1.1235 | 1 | 31405.0587 | 50.01% | 15704.0466 | 47112.1397 | 170000 | 3211396.3392
509 | F-509 |  | P.EX.FAN-05 | Germany | Axial Inline | Single | 300°C/2Hr | C1250AXCPVB-W | AXC 1250-8/23°-4(B)-PV (500) (45 kW) S IE3 | 23655 | 1075 |  | 18482 | 58% | 3 | 23287.32 | 0% | 23287.32 | 1232.7486 | 24520.0686 | 0% | 1.14 | 1.1235 | 1 | 31405.0587 | 50.01% | 15704.0466 | 47112.1397 | 170000 | 3211396.3392
510 | F-510 |  | P.EX.FAN-06 | Germany | Axial Inline | Single | 300°C/2Hr | C1250AXCPVB-W | AXC 1250-8/23°-4(B)-PV (500) (45 kW) S IE3 | 23655 | 1075 |  | 18482 | 58% | 3 | 23287.32 | 0% | 23287.32 | 1232.7486 | 24520.0686 | 0% | 1.14 | 1.1235 | 1 | 31405.0587 | 50.01% | 15704.0466 | 47112.1397 | 170000 | 3211396.3392
511 | F-511 |  | P.FA.FAN-01 | Germany | Axial Inline | Single | 300°C/2Hr | C1250AXCPB-W | AXC 1250-8/20°-4(B)-P (500) (37 kW) S IE3 | 18680 | 975 |  | 15483 | 58% | 3 | 19508.58 | 0% | 19508.58 | 1032.7154 | 20541.2954 | 0% | 1.14 | 1.1235 | 1 | 26309.0858 | 50.01% | 13155.8139 | 39467.4417 | 170000 | 3211396.3392
512 | F-512 |  | P.FA.FAN-02 | Germany | Axial Inline | Single | 300°C/2Hr | C1250AXCPB-W | AXC 1250-8/20°-4(B)-P (500) (37 kW) S IE3 | 18680 | 975 |  | 15483 | 58% | 3 | 19508.58 | 0% | 19508.58 | 1032.7154 | 20541.2954 | 0% | 1.14 | 1.1235 | 1 | 26309.0858 | 50.01% | 13155.8139 | 39467.4417 | 170000 | 3211396.3392
513 | F-513 |  | P.FA.FAN-03 | Germany | Axial Inline | Single | 300°C/2Hr | CAPB125140301O | AXC 1250-12/11°-4(B)-P (500) (30 kW) S IE3 | 14435 | 975 |  | 12015 | 58% | 3 | 15138.9 | 0% | 15138.9 | 801.4 | 15940.3 | 0% | 1.14 | 1.1235 | 1 | 20416.1768 | 50.01% | 10209.0747 | 30627.2242 | 170000 | 3211396.3392
514 | F-514 |  | P.FA.FAN-04 | Germany | Axial Inline | Single | 300°C/2Hr | CAPVB112140301P | AXC 1120-12/26°-4(B)-PV (500) (37 kW) S IE3 | 20100 | 975 |  | 16630 | 58% | 3 | 20953.8 | 0% | 20953.8 | 1109.2203 | 22063.0203 | 0% | 1.14 | 1.1235 | 1 | 28258.0958 | 50.01% | 14130.4131 | 42391.2392 | 170000 | 3211396.3392
515 | F-515 |  | P.FA.FAN-05 | Germany | Axial Inline | Single | 300°C/2Hr | CAPVB112140301P | AXC 1120-12/26°-4(B)-PV (500) (37 kW) S IE3 | 20100 | 975 |  | 16630 | 58% | 3 | 20953.8 | 0% | 20953.8 | 1109.2203 | 22063.0203 | 0% | 1.14 | 1.1235 | 1 | 28258.0958 | 50.01% | 14130.4131 | 42391.2392 | 170000 | 3211396.3392
516 | F-516 |  | P.FA.FAN-06 | Germany | Axial Inline | Single | 300°C/2Hr | CAPVB112140301P | AXC 1120-12/26°-4(B)-PV (500) (37 kW) S IE3 | 20100 | 975 |  | 16630 | 58% | 3 | 20953.8 | 0% | 20953.8 | 1109.2203 | 22063.0203 | 0% | 1.14 | 1.1235 | 1 | 28258.0958 | 50.01% | 14130.4131 | 42391.2392 | 170000 | 3211396.3392
517 | F-517 |  | P .EX.FAN-01 | Germany | Axial Inline | Single | 300°C/2Hr | CAPVB112140301Q | AXC 1120-12/29°-4(B)-PV (500) (45 kW) S IE3 | 21273 | 1075 |  | 17794 | 58% | 4 | 29893.92 | 0% | 29893.92 | 1582.4787 | 31476.3987 | 0% | 1.14 | 1.1235 | 1 | 40314.6567 | 50.01% | 15119.457 | 60477.828 | 170000 | 3211396.3392
518 | F-518 |  | P .EX.FAN-02 | Germany | Axial Inline | Single | 300°C/2Hr | CAPVB112140301Q | AXC 1120-12/30°-4(B)-PV (500) (45 kW) S IE3 | 21735 | 1075 |  | 17794 | 58% | 4 | 29893.92 | 0% | 29893.92 | 1582.4787 | 31476.3987 | 0% | 1.14 | 1.1235 | 1 | 40314.6567 | 50.01% | 15119.457 | 60477.828 | 170000 | 3211396.3392
519 | F-519 |  | P .EX.FAN-03 | Germany | Axial Inline | Single | 300°C/2Hr | CAPVB112140301Q | AXC 1120-12/29°-4(B)-PV (500) (45 kW) S IE3 | 20810 | 1075 |  | 17794 | 58% | 4 | 29893.92 | 0% | 29893.92 | 1582.4787 | 31476.3987 | 0% | 1.14 | 1.1235 | 1 | 40314.6567 | 50.01% | 15119.457 | 60477.828 | 170000 | 3211396.3392
520 | F-520 |  | P .EX.FAN-04 | Germany | Axial Inline | Single | 300°C/2Hr | C1250AXCPVB-W | AXC 1250-8/20°-4(B)-PV (500) (37 kW) S IE3 | 19885 | 1075 |  | 17315 | 58% | 4 | 29089.2 | 0% | 29089.2 | 1539.8797 | 30629.0797 | 0% | 1.14 | 1.1235 | 1 | 39229.419 | 50.01% | 14712.4535 | 58849.8141 | 170000 | 3211396.3392
521 | F-521 |  | P .EX.FAN-05 | Germany | Axial Inline | Single | 300°C/2Hr | CAPVB125140301R | AXC 1250-12/21°-4(B)-PV (500) (55 kW) S IE3 | 27747 | 1075 |  | 20413 | 58% | 3 | 25720.38 | 0% | 25720.38 | 1361.5462 | 27081.9262 | 0% | 1.14 | 1.1235 | 1 | 34686.2603 | 50.01% | 17344.8059 | 52034.4176 | 170000 | 3211396.3392
522 | F-522 |  | P .EX.FAN-06 | Germany | Axial Inline | Single | 300°C/2Hr | CAPVB112140301Q | AXC 1120-12/29°-4(B)-PV (500) (45 kW) S IE3 | 20810 | 1075 |  | 17794 | 58% | 4 | 29893.92 | 0% | 29893.92 | 1582.4787 | 31476.3987 | 0% | 1.14 | 1.1235 | 1 | 40314.6567 | 50.01% | 15119.457 | 60477.828 | 170000 | 3211396.3392
523 | F-523 |  | P .EX.FAN-07 | Germany | Axial Inline | Single | 300°C/2Hr | CAPVB112140301Q | AXC 1120-12/30°-4(B)-PV (500) (45 kW) S IE3 | 21735 | 1075 |  | 17794 | 58% | 4 | 29893.92 | 0% | 29893.92 | 1582.4787 | 31476.3987 | 0% | 1.14 | 1.1235 | 1 | 40314.6567 | 50.01% | 15119.457 | 60477.828 | 170000 | 3211396.3392
524 | F-524 |  | P .EX.FAN-08 | Germany | Axial Inline | Single | 300°C/2Hr | CAPVB112140301Q | AXC 1120-12/31°-4(B)-PV (500) (45 kW) S IE3 | 22198 | 1075 |  | 17794 | 58% | 4 | 29893.92 | 0% | 29893.92 | 1582.4787 | 31476.3987 | 0% | 1.14 | 1.1235 | 1 | 40314.6567 | 50.01% | 15119.457 | 60477.828 | 170000 | 3211396.3392
525 | F-525 |  | P .EX.FAN-09 | Germany | Axial Inline | Single | 300°C/2Hr | CAPVB112140301Q | AXC 1120-12/31°-4(B)-PV (500) (45 kW) S IE3 | 22198 | 1075 |  | 17794 | 58% | 4 | 29893.92 | 0% | 29893.92 | 1582.4787 | 31476.3987 | 0% | 1.14 | 1.1235 | 1 | 40314.6567 | 50.01% | 15119.457 | 60477.828 | 170000 | 3211396.3392
526 | F-526 |  | P .EX.FAN-10 | Germany | Axial Inline | Single | 300°C/2Hr | CAPVB112140301Q | AXC 1120-12/28°-4(B)-PV (500) (45 kW) S IE3 | 20348 | 1075 |  | 17794 | 58% | 4 | 29893.92 | 0% | 29893.92 | 1582.4787 | 31476.3987 | 0% | 1.14 | 1.1235 | 1 | 40314.6567 | 50.01% | 15119.457 | 60477.828 | 170000 | 3211396.3392
527 | F-527 |  | P .EX.FAN-11 | Germany | Axial Inline | Single | 300°C/2Hr | CAPVB125140301R | AXC 1250-12/21°-4(B)-PV (500) (55 kW) S IE3 | 27747 | 1075 |  | 20413 | 58% | 3 | 25720.38 | 0% | 25720.38 | 1361.5462 | 27081.9262 | 0% | 1.14 | 1.1235 | 1 | 34686.2603 | 50.01% | 17344.8059 | 52034.4176 | 170000 | 3211396.3392
528 | F-528 |  | P .EX.FAN-12 | Germany | Axial Inline | Single | 300°C/2Hr | CAPVB112140301R | AXC 1120-12/34°-4(B)-PV (500) (55 kW) S IE3 | 24972 | 1075 |  | 19766 | 58% | 3 | 24905.16 | 0% | 24905.16 | 1318.3914 | 26223.5514 | 0% | 1.14 | 1.1235 | 1 | 33586.8624 | 50.01% | 16795.0538 | 50385.1614 | 170000 | 3211396.3392
529 | F-529 |  | P .EX.FAN-13 | Germany | Axial Inline | Single | 300°C/2Hr | CAPVB112140301R | AXC 1120-12/34°-4(B)-PV (500) (55 kW) S IE3 | 24972 | 1075 |  | 19766 | 58% | 3 | 24905.16 | 0% | 24905.16 | 1318.3914 | 26223.5514 | 0% | 1.14 | 1.1235 | 1 | 33586.8624 | 50.01% | 16795.0538 | 50385.1614 | 170000 | 3211396.3392
530 | F-530 |  | P .FA.FAN-01 | Germany | Axial Inline | Single | 300°C/2Hr | C1250AXCPVB-W | AXC 1250-8/16°-4(B)-PV (500) (30 kW) S IE3 | 18082 | 975 |  | 13703 | 58% | 4 | 23021.04 | 0% | 23021.04 | 1218.6527 | 24239.6927 | 0% | 1.14 | 1.1235 | 1 | 31045.956 | 50.01% | 11643.3584 | 46573.4336 | 170000 | 3211396.3392
531 | F-531 |  | P .FA.FAN-02 | Germany | Axial Inline | Single | 300°C/2Hr | C1250AXCPVB-W | AXC 1250-8/16°-4(B)-PV (500) (30 kW) S IE3 | 18475 | 975 |  | 13703 | 58% | 4 | 23021.04 | 0% | 23021.04 | 1218.6527 | 24239.6927 | 0% | 1.14 | 1.1235 | 1 | 31045.956 | 50.01% | 11643.3584 | 46573.4336 | 170000 | 3211396.3392
532 | F-532 |  | P .FA.FAN-03 | Germany | Axial Inline | Single | 300°C/2Hr | C1250AXCPVB-W | AXC 1250-8/15°-4(B)-PV (500) (30 kW) S IE3 | 17689 | 975 |  | 13703 | 58% | 4 | 23021.04 | 0% | 23021.04 | 1218.6527 | 24239.6927 | 0% | 1.14 | 1.1235 | 1 | 31045.956 | 50.01% | 11643.3584 | 46573.4336 | 170000 | 3211396.3392
533 | F-533 |  | P .FA.FAN-04 | Germany | Axial Inline | Single | 300°C/2Hr | C1250AXCPVB-W | AXC 1250-8/15°-4(B)-PV (500) (30 kW) S IE3 | 16903 | 975 |  | 13703 | 58% | 4 | 23021.04 | 0% | 23021.04 | 1218.6527 | 24239.6927 | 0% | 1.14 | 1.1235 | 1 | 31045.956 | 50.01% | 11643.3584 | 46573.4336 | 170000 | 3211396.3392
534 | F-534 |  | P .FA.FAN-05 | Germany | Axial Inline | Single | 300°C/2Hr | C1250AXCPB-W | AXC 1250-8/24°-4(B)-P (500) (55 kW) S IE3 | 23585 | 975 |  | 18432 | 58% | 3 | 23224.32 | 0% | 23224.32 | 1229.4136 | 24453.7336 | 0% | 1.14 | 1.1235 | 1 | 31320.0975 | 50.01% | 15661.5618 | 46984.6855 | 170000 | 3211396.3392
535 | F-535 |  | P .FA.FAN-06 | Germany | Axial Inline | Single | 300°C/2Hr | C1250AXCPVB-W | AXC 1250-8/15°-4(B)-PV (500) (30 kW) S IE3 | 17689 | 975 |  | 13703 | 58% | 4 | 23021.04 | 0% | 23021.04 | 1218.6527 | 24239.6927 | 0% | 1.14 | 1.1235 | 1 | 31045.956 | 50.01% | 11643.3584 | 46573.4336 | 170000 | 3211396.3392
536 | F-536 |  | P .FA.FAN-07 | Germany | Axial Inline | Single | 300°C/2Hr | C1250AXCPVB-W | AXC 1250-8/16°-4(B)-PV (500) (30 kW) S IE3 | 18475 | 975 |  | 13703 | 58% | 4 | 23021.04 | 0% | 23021.04 | 1218.6527 | 24239.6927 | 0% | 1.14 | 1.1235 | 1 | 31045.956 | 50.01% | 11643.3584 | 46573.4336 | 170000 | 3211396.3392
537 | F-537 |  | P .FA.FAN-08 | Germany | Axial Inline | Single | 300°C/2Hr | C1250AXCPB-W | AXC 1250-8/20°-4(B)-P (500) (37 kW) S IE3 | 18868 | 975 |  | 15483 | 58% | 4 | 26011.44 | 0% | 26011.44 | 1376.9539 | 27388.3939 | 0% | 1.14 | 1.1235 | 1 | 35078.7811 | 50.01% | 13155.8139 | 52623.2557 | 170000 | 3211396.3392
538 | F-538 |  | P .FA.FAN-09 | Germany | Axial Inline | Single | 300°C/2Hr | C1250AXCPB-W | AXC 1250-8/20°-4(B)-P (500) (37 kW) S IE3 | 18868 | 975 |  | 15483 | 58% | 4 | 26011.44 | 0% | 26011.44 | 1376.9539 | 27388.3939 | 0% | 1.14 | 1.1235 | 1 | 35078.7811 | 50.01% | 13155.8139 | 52623.2557 | 170000 | 3211396.3392
539 | F-539 |  | P .FA.FAN-10 | Germany | Axial Inline | Single | 300°C/2Hr | C1250AXCPVB-W | AXC 1250-8/15°-4(B)-PV (500) (30 kW) S IE3 | 17296 | 975 |  | 13703 | 58% | 4 | 23021.04 | 0% | 23021.04 | 1218.6527 | 24239.6927 | 0% | 1.14 | 1.1235 | 1 | 31045.956 | 50.01% | 11643.3584 | 46573.4336 | 170000 | 3211396.3392
540 | F-540 |  | P .FA.FAN-11 | Germany | Axial Inline | Single | 300°C/2Hr | C1250AXCPB-W | AXC 1250-8/24°-4(B)-P (500) (55 kW) S IE3 | 23585 | 975 |  | 18432 | 58% | 3 | 23224.32 | 0% | 23224.32 | 1229.4136 | 24453.7336 | 0% | 1.14 | 1.1235 | 1 | 31320.0975 | 50.01% | 15661.5618 | 46984.6855 | 170000 | 3211396.3392
541 | F-541 |  | P .FA.FAN-12 | Germany | Axial Inline | Single | 300°C/2Hr | C1250AXCPB-W | AXC 1250-8/22°-4(B)-P (500) (45 kW) S IE3 | 21226 | 975 |  | 16650 | 58% | 3 | 20979 | 0% | 20979 | 1110.5543 | 22089.5543 | 0% | 1.14 | 1.1235 | 1 | 28292.0802 | 50.01% | 14147.4069 | 42442.2208 | 170000 | 3211396.3392
542 | F-542 |  | P .FA.FAN-13 | Germany | Axial Inline | Single | 300°C/2Hr | C1250AXCPB-W | AXC 1250-8/22°-4(B)-P (500) (45 kW) S IE3 | 21226 | 975 |  | 16650 | 58% | 3 | 20979 | 0% | 20979 | 1110.5543 | 22089.5543 | 0% | 1.14 | 1.1235 | 1 | 28292.0802 | 50.01% | 14147.4069 | 42442.2208 | 170000 | 3211396.3392
543 | F-543 |  | EX.FAN-01 | Sweden | Inline Fan | Single | Ambient | 19514 | K 315 L Sileo** | 330 | 100 | 330 | 330 | 58% | 1 | 138.6 | 0% | 138.6 | 7.337 | 145.937 | 0% | 1.14 | 1.1235 | 1 | 186.9146 | 50.01% | 280.3991 | 280.3991 | 170000 | 3211396.3392
544 | F-544 |  | EX.FAN-02 | Sweden | Inline Fan | Single | Ambient | 27758 | K 315 M sileo** | 300 | 100 | 276 | 276 | 58% | 1 | 115.92 | 0% | 115.92 | 6.1364 | 122.0564 | 0% | 1.14 | 1.1235 | 1 | 156.3286 | 50.01% | 234.5156 | 234.5156 | 170000 | 3211396.3392
545 | F-545 |  | EX.FAN-03 | Germany | Centrifugal Inline | Single | Ambient | 235401 | MUB 025 355EV Multibox | 500 | 100 | 999 | 999 | 58% | 1 | 419.58 | 0% | 419.58 | 22.2111 | 441.7911 | 0% | 1.14 | 1.1235 | 1 | 565.8416 | 50.01% | 848.8444 | 848.8444 | 170000 | 3211396.3392
546 | F-546 |  | EX.FAN-04 | Sweden | Inline Fan | Single | Ambient | 1487 | KT 50-25-4 | 480 | 100 | 701 | 701 | 58% | 1 | 294.42 | 0% | 294.42 | 15.5856 | 310.0056 | 0% | 1.14 | 1.1235 | 1 | 397.052 | 50.01% | 595.6356 | 595.6356 | 170000 | 3211396.3392
547 | F-547 |  | EX.FAN-05 | Sweden | Inline Fan | Single | Ambient | 25363 | K 150 XL sileo | 125 | 100 | 171 | 171 | 58% | 1 | 71.82 | 0% | 71.82 | 3.8019 | 75.6219 | 0% | 1.14 | 1.1235 | 1 | 96.8558 | 50.01% | 145.2977 | 145.2977 | 170000 | 3211396.3392
548 | F-548 |  | EX.FAN-06 | Sweden | Inline Fan | Single | Ambient | 27758 | K 315 M sileo** | 250 | 100 | 276 | 276 | 58% | 1 | 115.92 | 0% | 115.92 | 6.1364 | 122.0564 | 0% | 1.14 | 1.1235 | 1 | 156.3286 | 50.01% | 234.5156 | 234.5156 | 170000 | 3211396.3392
549 | F-549 |  | EX.FAN-07 | Sweden | Inline Fan | Single | Ambient | 25363 | K 150 XL sileo | 125 | 100 | 171 | 171 | 58% | 1 | 71.82 | 0% | 71.82 | 3.8019 | 75.6219 | 0% | 1.14 | 1.1235 | 1 | 96.8558 | 50.01% | 145.2977 | 145.2977 | 170000 | 3211396.3392
550 | F-550 |  | EX.FAN-08 | Germany | Wall Mounted | Single | Ambient | 34125 | AW 400E4 sileo Axial fan | 950 | - | 420 | 203.7 | 0% | 1 | 203.7 | 0% | 203.7 | 10.7832 | 214.4832 | 0% | 1.14 | 1.1235 | 1 | 274.7079 | 50.01% | 412.1016 | 412.1016 | 170000 | 3211396.3392
551 | F-551 |  | EX.FAN-09 | Germany | Wall Mounted | Single | Ambient | 37411 | AW 450E4 sileo Axial fan | 1175 | - | 638 | 309.54 | 0% | 1 | 309.54 | 0% | 309.54 | 16.386 | 325.926 | 0% | 1.14 | 1.1235 | 1 | 417.4427 | 50.01% | 626.2246 | 626.2246 | 170000 | 3211396.3392
552 | F-552 |  | EX.FAN-10 | Germany | Wall Mounted | Single | Ambient | 37411 | AW 450E4 sileo Axial fan | 1250 | - | 638 | 309.54 | 0% | 1 | 309.54 | 0% | 309.54 | 16.386 | 325.926 | 0% | 1.14 | 1.1235 | 1 | 417.4427 | 50.01% | 626.2246 | 626.2246 | 170000 | 3211396.3392
553 | F-553 |  | EX.FAN-11 | Germany | Wall Mounted | Single | Ambient | 37411 | AW 450E4 sileo Axial fan | 1175 | - | 638 | 309.54 | 0% | 1 | 309.54 | 0% | 309.54 | 16.386 | 325.926 | 0% | 1.14 | 1.1235 | 1 | 417.4427 | 50.01% | 626.2246 | 626.2246 | 170000 | 3211396.3392
554 | F-554 |  | EX.FAN-12 | Germany | Wall Mounted | Single | Ambient | 37411 | AW 450E4 sileo Axial fan | 1250 | - | 638 | 309.54 | 0% | 1 | 309.54 | 0% | 309.54 | 16.386 | 325.926 | 0% | 1.14 | 1.1235 | 1 | 417.4427 | 50.01% | 626.2246 | 626.2246 | 170000 | 3211396.3392
555 | F-555 |  | EX.FAN-13 | Germany | Wall Mounted | Single | Ambient | 37411 | AW 450E4 sileo Axial fan | 1250 | - | 638 | 309.54 | 0% | 1 | 309.54 | 0% | 309.54 | 16.386 | 325.926 | 0% | 1.14 | 1.1235 | 1 | 417.4427 | 50.01% | 626.2246 | 626.2246 | 170000 | 3211396.3392
556 | F-556 |  | EX.FAN-14 | Germany | Wall Mounted | Single | Ambient | 37411 | AW 450E4 sileo Axial fan | 1250 | - | 638 | 309.54 | 0% | 1 | 309.54 | 0% | 309.54 | 16.386 | 325.926 | 0% | 1.14 | 1.1235 | 1 | 417.4427 | 50.01% | 626.2246 | 626.2246 | 170000 | 3211396.3392
557 | F-557 |  | EX.FAN-15 | Germany | Wall Mounted | Single | Ambient | 34125 | AW 400E4 sileo Axial fan | 940 | - | 420 | 203.7 | 0% | 1 | 203.7 | 0% | 203.7 | 10.7832 | 214.4832 | 0% | 1.14 | 1.1235 | 1 | 274.7079 | 50.01% | 412.1016 | 412.1016 | 170000 | 3211396.3392
558 | F-558 |  | EX.FAN-16 | Germany | Wall Mounted | Single | Ambient | 34125 | AW 400E4 sileo Axial fan | 940 | - | 420 | 203.7 | 0% | 1 | 203.7 | 0% | 203.7 | 10.7832 | 214.4832 | 0% | 1.14 | 1.1235 | 1 | 274.7079 | 50.01% | 412.1016 | 412.1016 | 170000 | 3211396.3392
559 | F-559 |  | EX.FAN-17 | Sweden | Inline Fan | Single | Ambient | 93294 | KT 50-30-4** | 600 | 100 | 859 | 859 | 58% | 1 | 360.78 | 0% | 360.78 | 19.0984 | 379.8784 | 0% | 1.14 | 1.1235 | 1 | 486.5445 | 50.01% | 729.8872 | 729.8872 | 170000 | 3211396.3392
560 | F-560 |  | EX.FAN-18 | Sweden | Inline Fan | Single | Ambient | 19514 | K 315 L Sileo** | 400 | 100 | 330 | 330 | 58% | 1 | 138.6 | 0% | 138.6 | 7.337 | 145.937 | 0% | 1.14 | 1.1235 | 1 | 186.9146 | 50.01% | 280.3991 | 280.3991 | 170000 | 3211396.3392
561 | F-561 |  | EX.FAN-19 | Sweden | Inline Fan | Single | Ambient | 19510 | K 200 L sileo | 200 | 100 | 208 | 208 | 58% | 1 | 87.36 | 0% | 87.36 | 4.6245 | 91.9845 | 0% | 1.14 | 1.1235 | 1 | 117.8129 | 50.01% | 176.7364 | 176.7364 | 170000 | 3211396.3392
562 | F-562 |  | EX.FAN-20 | Germany | Centrifugal Inline | Single | Ambient | 235401 | MUB 025 355EV Multibox | 530 | 100 | 999 | 999 | 58% | 1 | 419.58 | 0% | 419.58 | 22.2111 | 441.7911 | 0% | 1.14 | 1.1235 | 1 | 565.8416 | 50.01% | 848.8444 | 848.8444 | 170000 | 3211396.3392
563 | F-563 |  | EX.FAN-21 | Sweden | Inline Fan | Single | Ambient | 25363 | K 150 XL sileo | 140 | 100 | 171 | 171 | 58% | 1 | 71.82 | 0% | 71.82 | 3.8019 | 75.6219 | 0% | 1.14 | 1.1235 | 1 | 96.8558 | 50.01% | 145.2977 | 145.2977 | 170000 | 3211396.3392
564 | F-564 |  | EX.FAN-22 | Sweden | Inline Fan | Single | Ambient | 27758 | K 315 M sileo** | 300 | 100 | 276 | 276 | 58% | 1 | 115.92 | 0% | 115.92 | 6.1364 | 122.0564 | 0% | 1.14 | 1.1235 | 1 | 156.3286 | 50.01% | 234.5156 | 234.5156 | 170000 | 3211396.3392
565 | F-565 |  | EX.FAN-23 | Germany | Axial Inline | Single | Ambient | CAP035120001D | AXC 355-6/24°-2-P (160) (1.1 kW) S IE3 | 1400 | 100 |  | 1401 | 58% | 1 | 588.42 | 0% | 588.42 | 31.1489 | 619.5689 | 0% | 1.14 | 1.1235 | 1 | 793.5376 | 50.01% | 1190.4214 | 1190.4214 | 170000 | 3211396.3392
566 | F-566 |  | EX.FAN-24 | Sweden | Inline Fan | Single | Ambient | 27758 | K 315 M sileo** | 300 | 100 | 276 | 276 | 58% | 1 | 115.92 | 0% | 115.92 | 6.1364 | 122.0564 | 0% | 1.14 | 1.1235 | 1 | 156.3286 | 50.01% | 234.5156 | 234.5156 | 170000 | 3211396.3392
567 | F-567 |  | EX.FAN-25 | Sweden | Inline Fan | Single | Ambient | 25363 | K 150 XL sileo | 125 | 100 | 171 | 171 | 58% | 1 | 71.82 | 0% | 71.82 | 3.8019 | 75.6219 | 0% | 1.14 | 1.1235 | 1 | 96.8558 | 50.01% | 145.2977 | 145.2977 | 170000 | 3211396.3392
568 | F-568 |  | EX.FAN-26 | Sweden | Inline Fan | Single | Ambient | 93294 | KT 50-30-4** | 600 | 100 | 859 | 859 | 58% | 1 | 360.78 | 0% | 360.78 | 19.0984 | 379.8784 | 0% | 1.14 | 1.1235 | 1 | 486.5445 | 50.01% | 729.8872 | 729.8872 | 170000 | 3211396.3392
569 | F-569 |  | EX.FAN-27 | Sweden | Inline Fan | Single | Ambient | 93294 | KT 50-30-4** | 600 | 100 | 859 | 859 | 58% | 1 | 360.78 | 0% | 360.78 | 19.0984 | 379.8784 | 0% | 1.14 | 1.1235 | 1 | 486.5445 | 50.01% | 729.8872 | 729.8872 | 170000 | 3211396.3392
570 | F-570 |  | EX.FAN-28 | Sweden | Inline Fan | Single | Ambient | 93267 | prio 315 | 750 | 100 | 801 | 801 | 58% | 1 | 336.42 | 0% | 336.42 | 17.8089 | 354.2289 | 0% | 1.14 | 1.1235 | 1 | 453.6928 | 50.01% | 680.605 | 680.605 | 170000 | 3211396.3392
571 | F-571 |  | EX.FAN-29 | Sweden | Inline Fan | Single | Ambient | 93294 | KT 50-30-4** | 650 | 100 | 859 | 859 | 58% | 1 | 360.78 | 0% | 360.78 | 19.0984 | 379.8784 | 0% | 1.14 | 1.1235 | 1 | 486.5445 | 50.01% | 729.8872 | 729.8872 | 170000 | 3211396.3392
572 | F-572 |  | EX.FAN-30 | Sweden | Inline Fan | Single | Ambient | 25360 | K 100 XL sileo | 50 | 100 | 140 | 140 | 58% | 1 | 58.8 | 0% | 58.8 | 3.1127 | 61.9127 | 0% | 1.14 | 1.1235 | 1 | 79.2971 | 50.01% | 118.9572 | 118.9572 | 170000 | 3211396.3392
573 | F-573 |  | EX.FAN-31 | Sweden | Inline Fan | Single | Ambient | 25360 | K 100 XL sileo | 50 | 100 | 140 | 140 | 58% | 1 | 58.8 | 0% | 58.8 | 3.1127 | 61.9127 | 0% | 1.14 | 1.1235 | 1 | 79.2971 | 50.01% | 118.9572 | 118.9572 | 170000 | 3211396.3392
574 | F-574 |  | EX.FAN-32 | Sweden | Inline Fan | Single | Ambient | 25360 | K 100 XL sileo | 50 | 100 | 140 | 140 | 58% | 1 | 58.8 | 0% | 58.8 | 3.1127 | 61.9127 | 0% | 1.14 | 1.1235 | 1 | 79.2971 | 50.01% | 118.9572 | 118.9572 | 170000 | 3211396.3392
575 | F-575 |  | EX.FAN-33 | Sweden | Inline Fan | Single | Ambient | 25360 | K 100 XL sileo | 50 | 100 | 140 | 140 | 58% | 1 | 58.8 | 0% | 58.8 | 3.1127 | 61.9127 | 0% | 1.14 | 1.1235 | 1 | 79.2971 | 50.01% | 118.9572 | 118.9572 | 170000 | 3211396.3392
576 | F-576 |  | EX.FAN-34 | Sweden | Inline Fan | Single | Ambient | 25360 | K 100 XL sileo | 50 | 100 | 140 | 140 | 58% | 1 | 58.8 | 0% | 58.8 | 3.1127 | 61.9127 | 0% | 1.14 | 1.1235 | 1 | 79.2971 | 50.01% | 118.9572 | 118.9572 | 170000 | 3211396.3392
577 | F-577 |  | EX.FAN-35 | Sweden | Inline Fan | Single | Ambient | 25360 | K 100 XL sileo | 50 | 100 | 140 | 140 | 58% | 1 | 58.8 | 0% | 58.8 | 3.1127 | 61.9127 | 0% | 1.14 | 1.1235 | 1 | 79.2971 | 50.01% | 118.9572 | 118.9572 | 170000 | 3211396.3392
578 | F-578 |  | EX.FAN-36 | Sweden | Inline Fan | Single | Ambient | 25360 | K 100 XL sileo | 50 | 100 | 140 | 140 | 58% | 1 | 58.8 | 0% | 58.8 | 3.1127 | 61.9127 | 0% | 1.14 | 1.1235 | 1 | 79.2971 | 50.01% | 118.9572 | 118.9572 | 170000 | 3211396.3392
579 | F-579 |  | EX.FAN-37 | Sweden | Inline Fan | Single | Ambient | 25360 | K 100 XL sileo | 50 | 100 | 140 | 140 | 58% | 1 | 58.8 | 0% | 58.8 | 3.1127 | 61.9127 | 0% | 1.14 | 1.1235 | 1 | 79.2971 | 50.01% | 118.9572 | 118.9572 | 170000 | 3211396.3392
580 | F-580 |  | EX.FAN-38 | Sweden | Inline Fan | Single | Ambient | 93294 | KT 50-30-4** | 550 | 150 | 859 | 859 | 58% | 1 | 360.78 | 0% | 360.78 | 19.0984 | 379.8784 | 0% | 1.14 | 1.1235 | 1 | 486.5445 | 50.01% | 729.8872 | 729.8872 | 170000 | 3211396.3392
581 | F-581 |  | EX.FAN-39 | China | Wall Mounted | Single | Ambient | 281425 | AW 300E4-C | 225 | - | 216 | 111.3 | 0% | 1 | 111.3 | 0% | 111.3 | 5.8918 | 117.1918 | 60% | 1.14 | 1.1235 | 1 | 240.157 | 50.01% | 360.2703 | 360.2703 | 170000 | 3211396.3392
582 | F-582 |  | EX.FAN-40 | China | Wall Mounted | Single | Ambient | 281425 | AW 300E4-C | 225 | - | 216 | 111.3 | 0% | 1 | 111.3 | 0% | 111.3 | 5.8918 | 117.1918 | 60% | 1.14 | 1.1235 | 1 | 240.157 | 50.01% | 360.2703 | 360.2703 | 170000 | 3211396.3392
583 | F-583 |  | EX.FAN-41 | China | Wall Mounted | Single | Ambient | 281425 | AW 300E4-C | 225 | - | 216 | 111.3 | 0% | 1 | 111.3 | 0% | 111.3 | 5.8918 | 117.1918 | 60% | 1.14 | 1.1235 | 1 | 240.157 | 50.01% | 360.2703 | 360.2703 | 170000 | 3211396.3392
584 | F-584 |  | EX.FAN-42 | China | Wall Mounted | Single | Ambient | 281425 | AW 300E4-C | 225 | - | 216 | 111.3 | 0% | 1 | 111.3 | 0% | 111.3 | 5.8918 | 117.1918 | 60% | 1.14 | 1.1235 | 1 | 240.157 | 50.01% | 360.2703 | 360.2703 | 170000 | 3211396.3392
585 | F-585 |  | EX.FAN-43 | Sweden | Inline Fan | Single | Ambient | 25363 | K 150 XL sileo | 125 | 100 | 171 | 171 | 58% | 1 | 71.82 | 0% | 71.82 | 3.8019 | 75.6219 | 0% | 1.14 | 1.1235 | 1 | 96.8558 | 50.01% | 145.2977 | 145.2977 | 170000 | 3211396.3392
586 | F-586 |  | EX.FAN-44 | Sweden | Inline Fan | Single | Ambient | 25360 | K 100 XL sileo | 50 | 100 | 140 | 140 | 58% | 1 | 58.8 | 0% | 58.8 | 3.1127 | 61.9127 | 0% | 1.14 | 1.1235 | 1 | 79.2971 | 50.01% | 118.9572 | 118.9572 | 170000 | 3211396.3392
587 | F-587 |  | EX.FAN-45 | Sweden | Inline Fan | Single | Ambient | 25363 | K 150 XL sileo | 110 | 100 | 171 | 171 | 58% | 1 | 71.82 | 0% | 71.82 | 3.8019 | 75.6219 | 0% | 1.14 | 1.1235 | 1 | 96.8558 | 50.01% | 145.2977 | 145.2977 | 170000 | 3211396.3392
588 | F-588 |  | EX.FAN-46 | Sweden | Inline Fan | Single | Ambient | 25363 | K 150 XL sileo | 130 | 100 | 171 | 171 | 58% | 1 | 71.82 | 0% | 71.82 | 3.8019 | 75.6219 | 0% | 1.14 | 1.1235 | 1 | 96.8558 | 50.01% | 145.2977 | 145.2977 | 170000 | 3211396.3392
589 | F-589 |  | EX.FAN-47 | China | Wall Mounted | Single | Ambient | 281422 | AW 200E4-C | 75 | - | 160 | 83.16 | 0% | 1 | 83.16 | 0% | 83.16 | 4.4022 | 87.5622 | 60% | 1.14 | 1.1235 | 1 | 179.4381 | 50.01% | 269.1831 | 269.1831 | 170000 | 3211396.3392
590 | F-590 |  | EX.FAN-48 | China | Wall Mounted | Single | Ambient | 281424 | AW 250E4-C | 150 | - | 173 | 91.14 | 0% | 1 | 91.14 | 0% | 91.14 | 4.8246 | 95.9646 | 60% | 1.14 | 1.1235 | 1 | 196.6569 | 50.01% | 295.0138 | 295.0138 | 170000 | 3211396.3392
591 | F-591 |  | EX.FAN-49 | Germany | Wall Mounted | Single | Ambient | 34125 | AW 400E4 sileo Axial fan | 950 | - | 420 | 203.7 | 0% | 1 | 203.7 | 0% | 203.7 | 10.7832 | 214.4832 | 0% | 1.14 | 1.1235 | 1 | 274.7079 | 50.01% | 412.1016 | 412.1016 | 170000 | 3211396.3392
592 | F-592 |  | FR.FAN-01 | Sweden | Inline Fan | Single | Ambient | 93267 | prio 315 | 700 | 100 | 801 | 801 | 58% | 1 | 336.42 | 0% | 336.42 | 17.8089 | 354.2289 | 0% | 1.14 | 1.1235 | 1 | 453.6928 | 50.01% | 680.605 | 680.605 | 170000 | 3211396.3392
593 | F-593 |  | FR.FAN-02 | Sweden | Inline Fan | Single | Ambient | 25363 | K 150 XL sileo | 120 | 100 | 171 | 171 | 58% | 1 | 71.82 | 0% | 71.82 | 3.8019 | 75.6219 | 0% | 1.14 | 1.1235 | 1 | 96.8558 | 50.01% | 145.2977 | 145.2977 | 170000 | 3211396.3392
594 | F-594 |  | FR.FAN-03 | Germany | Centrifugal Inline | Single | Ambient | 235401 | MUB 025 355EV Multibox | 520 | 100 | 999 | 999 | 58% | 1 | 419.58 | 0% | 419.58 | 22.2111 | 441.7911 | 0% | 1.14 | 1.1235 | 1 | 565.8416 | 50.01% | 848.8444 | 848.8444 | 170000 | 3211396.3392
595 | F-595 |  | FR.FAN-04 | Germany | Centrifugal Inline | Single | Ambient | 235401 | MUB 025 355EV Multibox | 520 | 100 | 999 | 999 | 58% | 1 | 419.58 | 0% | 419.58 | 22.2111 | 441.7911 | 0% | 1.14 | 1.1235 | 1 | 565.8416 | 50.01% | 848.8444 | 848.8444 | 170000 | 3211396.3392
596 | F-596 |  | FR.FAN-05 | Sweden | Inline Fan | Single | Ambient | 25365 | K 160 XL sileo | 170 | 100 | 171 | 171 | 58% | 1 | 71.82 | 0% | 71.82 | 3.8019 | 75.6219 | 0% | 1.14 | 1.1235 | 1 | 96.8558 | 50.01% | 145.2977 | 145.2977 | 170000 | 3211396.3392
597 | F-597 |  | FR.FAN-06 | Sweden | Inline Fan | Single | Ambient | 27758 | K 315 M sileo** | 270 | 100 | 276 | 276 | 58% | 1 | 115.92 | 0% | 115.92 | 6.1364 | 122.0564 | 0% | 1.14 | 1.1235 | 1 | 156.3286 | 50.01% | 234.5156 | 234.5156 | 170000 | 3211396.3392
598 | F-598 |  | FR.FAN-07 | Sweden | Inline Fan | Single | Ambient | 25363 | K 150 XL sileo | 150 | 100 | 171 | 171 | 58% | 1 | 71.82 | 0% | 71.82 | 3.8019 | 75.6219 | 0% | 1.14 | 1.1235 | 1 | 96.8558 | 50.01% | 145.2977 | 145.2977 | 170000 | 3211396.3392
599 | F-599 |  | FR.FAN-08 | Germany | Axial Inline | Single | Ambient | CAP040120001D | AXC 400-6/23°-2-P (160) (1.1 kW) S IE3 | 1980 | 100 |  | 1445 | 58% | 1 | 606.9 | 0% | 606.9 | 32.1271 | 639.0271 | 0% | 1.14 | 1.1235 | 1 | 818.4596 | 50.01% | 1227.808 | 1227.808 | 170000 | 3211396.3392
600 | F-600 |  | FR.FAN-09 | Germany | Axial Inline | Single | Ambient | CAP071340001F | AXC 710-6/20°-4-P (350) (2.2 kW) S IE3 | 4990 | 100 |  | 2325 | 58% | 1 | 976.5 | 0% | 976.5 | 51.6925 | 1028.1925 | 0% | 1.14 | 1.1235 | 1 | 1316.8986 | 50.01% | 1975.5388 | 1975.5388 | 170000 | 3211396.3392
601 | F-601 |  | FR.FAN-10 | Germany | Axial Inline | Single | Ambient | CAP063340001E | AXC 630-6/22°-4-P (250) (1.5 kW) S IE3 | 3950 | 100 |  | 1931 | 58% | 1 | 811.02 | 0% | 811.02 | 42.9325 | 853.9525 | 0% | 1.14 | 1.1235 | 1 | 1093.7339 | 50.01% | 1640.7593 | 1640.7593 | 170000 | 3211396.3392
602 | F-602 |  | FR.FAN-11 | Germany | Axial Inline | Single | Ambient | CAP045120001E | AXC 450-6/20°-2-P (200) (1.5 kW) S IE3 | 2500 | 100 |  | 1604 | 58% | 1 | 673.68 | 0% | 673.68 | 35.6622 | 709.3422 | 0% | 1.14 | 1.1235 | 1 | 908.5185 | 50.01% | 1362.9094 | 1362.9094 | 170000 | 3211396.3392
603 | F-603 |  | FR.FAN-12 | Germany | Axial Inline | Single | Ambient | CAP063340001E | AXC 630-6/22°-4-P (250) (1.5 kW) S IE3 | 3950 | 100 |  | 1931 | 58% | 1 | 811.02 | 0% | 811.02 | 42.9325 | 853.9525 | 0% | 1.14 | 1.1235 | 1 | 1093.7339 | 50.01% | 1640.7593 | 1640.7593 | 170000 | 3211396.3392
604 | F-604 |  | FR.FAN-13 | Germany | Axial Inline | Single | Ambient | CAP063340001E | AXC 630-6/22°-4-P (250) (1.5 kW) S IE3 | 3950 | 100 |  | 1931 | 58% | 1 | 811.02 | 0% | 811.02 | 42.9325 | 853.9525 | 0% | 1.14 | 1.1235 | 1 | 1093.7339 | 50.01% | 1640.7593 | 1640.7593 | 170000 | 3211396.3392
605 | F-605 |  | FR.FAN-14 | Germany | Axial Inline | Single | Ambient | CAP071340001G | AXC 710-6/27°-4-P (350) (3 kW) S IE3 | 6150 | 100 |  | 2477 | 58% | 1 | 1040.34 | 0% | 1040.34 | 55.0719 | 1095.4119 | 0% | 1.14 | 1.1235 | 1 | 1402.9926 | 50.01% | 2104.6923 | 2104.6923 | 170000 | 3211396.3392
606 | F-606 |  | FR.FAN-15 | Germany | Axial Inline | Single | Ambient | CAP040120001D | AXC 400-6/23°-2-P (160) (1.1 kW) S IE3 | 1970 | 100 |  | 1445 | 58% | 1 | 606.9 | 0% | 606.9 | 32.1271 | 639.0271 | 0% | 1.14 | 1.1235 | 1 | 818.4596 | 50.01% | 1227.808 | 1227.808 | 170000 | 3211396.3392
607 | F-607 |  | FR.FAN-16 | Germany | Axial Inline | Single | Ambient | CAP040120001D | AXC 400-6/23°-2-P (160) (1.1 kW) S IE3 | 1970 | 100 |  | 1445 | 58% | 1 | 606.9 | 0% | 606.9 | 32.1271 | 639.0271 | 0% | 1.14 | 1.1235 | 1 | 818.4596 | 50.01% | 1227.808 | 1227.808 | 170000 | 3211396.3392
608 | F-608 |  | FR.FAN-17 | Sweden | Inline Fan | Single | Ambient | 93267 | prio 315 | 660 | 100 | 801 | 801 | 58% | 1 | 336.42 | 0% | 336.42 | 17.8089 | 354.2289 | 0% | 1.14 | 1.1235 | 1 | 453.6928 | 50.01% | 680.605 | 680.605 | 170000 | 3211396.3392
609 | F-609 |  | FR.FAN-18 | Sweden | Inline Fan | Single | Ambient | 1487 | KT 50-25-4 | 440 | 100 | 701 | 701 | 58% | 1 | 294.42 | 0% | 294.42 | 15.5856 | 310.0056 | 0% | 1.14 | 1.1235 | 1 | 397.052 | 50.01% | 595.6356 | 595.6356 | 170000 | 3211396.3392
610 | F-610 |  | FR.FAN-19 | Sweden | Inline Fan | Single | Ambient | 19510 | K 200 L sileo | 220 | 100 | 208 | 208 | 58% | 1 | 87.36 | 0% | 87.36 | 4.6245 | 91.9845 | 0% | 1.14 | 1.1235 | 1 | 117.8129 | 50.01% | 176.7364 | 176.7364 | 170000 | 3211396.3392
611 | F-611 |  | FR.FAN-20 | Sweden | Inline Fan | Single | Ambient | 93294 | KT 50-30-4** | 580 | 100 | 859 | 859 | 58% | 1 | 360.78 | 0% | 360.78 | 19.0984 | 379.8784 | 0% | 1.14 | 1.1235 | 1 | 486.5445 | 50.01% | 729.8872 | 729.8872 | 170000 | 3211396.3392
612 | F-612 |  | FR.FAN-21 | Sweden | Inline Fan | Single | Ambient | 27758 | K 315 M sileo** | 290 | 100 | 276 | 276 | 58% | 1 | 115.92 | 0% | 115.92 | 6.1364 | 122.0564 | 0% | 1.14 | 1.1235 | 1 | 156.3286 | 50.01% | 234.5156 | 234.5156 | 170000 | 3211396.3392
613 | F-613 |  | FR.FAN-22 | Sweden | Inline Fan | Single | Ambient | 19514 | K 315 L Sileo** | 330 | 100 | 330 | 330 | 58% | 1 | 138.6 | 0% | 138.6 | 7.337 | 145.937 | 0% | 1.14 | 1.1235 | 1 | 186.9146 | 50.01% | 280.3991 | 280.3991 | 170000 | 3211396.3392
614 | F-614 |  | FR.FAN-23 | Germany | Axial Inline | Single | Ambient | CAP035120001D | AXC 355-6/27°-2-P (160) (1.1 kW) S IE3 | 1500 | 100 |  | 1401 | 58% | 1 | 588.42 | 0% | 588.42 | 31.1489 | 619.5689 | 0% | 1.14 | 1.1235 | 1 | 793.5376 | 50.01% | 1190.4214 | 1190.4214 | 170000 | 3211396.3392
615 | F-615 |  | FR.FAN-24 | Sweden | Inline Fan | Single | Ambient | 19514 | K 315 L Sileo** | 330 | 100 | 330 | 330 | 58% | 1 | 138.6 | 0% | 138.6 | 7.337 | 145.937 | 0% | 1.14 | 1.1235 | 1 | 186.9146 | 50.01% | 280.3991 | 280.3991 | 170000 | 3211396.3392
616 | F-616 |  | FR.FAN-25 | Sweden | Inline Fan | Single | Ambient | 25363 | K 150 XL sileo | 135 | 100 | 171 | 171 | 58% | 1 | 71.82 | 0% | 71.82 | 3.8019 | 75.6219 | 0% | 1.14 | 1.1235 | 1 | 96.8558 | 50.01% | 145.2977 | 145.2977 | 170000 | 3211396.3392
617 | F-617 |  | FR.FAN-26 | Sweden | Inline Fan | Single | Ambient | 93294 | KT 50-30-4** | 650 | 100 | 859 | 859 | 58% | 1 | 360.78 | 0% | 360.78 | 19.0984 | 379.8784 | 0% | 1.14 | 1.1235 | 1 | 486.5445 | 50.01% | 729.8872 | 729.8872 | 170000 | 3211396.3392
618 | F-618 |  | FR.FAN-27 | Sweden | Inline Fan | Single | Ambient | 93294 | KT 50-30-4** | 650 | 100 | 859 | 859 | 58% | 1 | 360.78 | 0% | 360.78 | 19.0984 | 379.8784 | 0% | 1.14 | 1.1235 | 1 | 486.5445 | 50.01% | 729.8872 | 729.8872 | 170000 | 3211396.3392
619 | F-619 |  | FR.FAN-28 | Sweden | Inline Fan | Single | Ambient | 93267 | prio 315 | 775 | 100 | 801 | 801 | 58% | 1 | 336.42 | 0% | 336.42 | 17.8089 | 354.2289 | 0% | 1.14 | 1.1235 | 1 | 453.6928 | 50.01% | 680.605 | 680.605 | 170000 | 3211396.3392
620 | F-620 |  | FR.FAN-30 | Sweden | Inline Fan | Single | Ambient | 1487 | KT 50-25-4 | 450 | 100 | 701 | 701 | 58% | 1 | 294.42 | 0% | 294.42 | 15.5856 | 310.0056 | 0% | 1.14 | 1.1235 | 1 | 397.052 | 50.01% | 595.6356 | 595.6356 | 170000 | 3211396.3392
621 | F-621 |  | FR.FAN-29 | Sweden | Inline Fan | Single | Ambient | 93267 | prio 315 | 675 | 100 | 801 | 801 | 58% | 1 | 336.42 | 0% | 336.42 | 17.8089 | 354.2289 | 0% | 1.14 | 1.1235 | 1 | 453.6928 | 50.01% | 680.605 | 680.605 | 170000 | 3211396.3392
622 | F-622 |  | FR.FAN-31 | Sweden | Inline Fan | Single | Ambient | 19512 | K 250 L sileo | 230 | 150 | 223 | 223 | 58% | 1 | 93.66 | 0% | 93.66 | 4.958 | 98.618 | 0% | 1.14 | 1.1235 | 1 | 126.309 | 50.01% | 189.4818 | 189.4818 | 170000 | 3211396.3392
623 | F-623 |  | FR.FAN-32 | Sweden | Inline Fan | Single | Ambient | 27758 | K 315 M sileo** | 250 | 150 | 276 | 276 | 58% | 1 | 115.92 | 0% | 115.92 | 6.1364 | 122.0564 | 0% | 1.14 | 1.1235 | 1 | 156.3286 | 50.01% | 234.5156 | 234.5156 | 170000 | 3211396.3392
624 | F-624 |  | FR.FAN-33 | Sweden | Inline Fan | Single | Ambient | 27758 | K 315 M sileo** | 250 | 150 | 276 | 276 | 58% | 1 | 115.92 | 0% | 115.92 | 6.1364 | 122.0564 | 0% | 1.14 | 1.1235 | 1 | 156.3286 | 50.01% | 234.5156 | 234.5156 | 170000 | 3211396.3392
625 | F-625 |  | FR.FAN-34 | Sweden | Inline Fan | Single | Ambient | 27758 | K 315 M sileo** | 250 | 150 | 276 | 276 | 58% | 1 | 115.92 | 0% | 115.92 | 6.1364 | 122.0564 | 0% | 1.14 | 1.1235 | 1 | 156.3286 | 50.01% | 234.5156 | 234.5156 | 170000 | 3211396.3392
626 | F-626 |  | FR.FAN-35 | Sweden | Inline Fan | Single | Ambient | 27758 | K 315 M sileo** | 250 | 150 | 276 | 276 | 58% | 1 | 115.92 | 0% | 115.92 | 6.1364 | 122.0564 | 0% | 1.14 | 1.1235 | 1 | 156.3286 | 50.01% | 234.5156 | 234.5156 | 170000 | 3211396.3392
627 | F-627 |  | FR.FAN-36 | Sweden | Inline Fan | Single | Ambient | 25363 | K 150 XL sileo | 135 | 100 | 171 | 171 | 58% | 1 | 71.82 | 0% | 71.82 | 3.8019 | 75.6219 | 0% | 1.14 | 1.1235 | 1 | 96.8558 | 50.01% | 145.2977 | 145.2977 | 170000 | 3211396.3392
628 | F-628 |  | PR.FAN-01A | Germany | Axial Inline | Single | Ambient | CAP090140001J | AXC 900-10/15°-4-P (450) (7.5 kW) S IE3 | 5939 | 500 |  | 3681 | 58% | 1 | 1546.02 | 0% | 1546.02 | 81.8408 | 1627.8608 | 0% | 1.14 | 1.1235 | 1 | 2084.9479 | 50.01% | 3127.724 | 3127.724 | 170000 | 3211396.3392
629 | F-629 |  | PR.FAN-02A | Germany | Axial Inline | Single | Ambient | CAP090140001J | AXC 900-10/16°-4-P (450) (7.5 kW) S IE3 | 6405 | 500 |  | 3681 | 58% | 1 | 1546.02 | 0% | 1546.02 | 81.8408 | 1627.8608 | 0% | 1.14 | 1.1235 | 1 | 2084.9479 | 50.01% | 3127.724 | 3127.724 | 170000 | 3211396.3392
630 | F-630 |  | PR.FAN-03A | Germany | Axial Inline | Single | Ambient | CAP090140001J | AXC 900-10/16°-4-P (450) (7.5 kW) S IE3 | 6405 | 500 |  | 3681 | 58% | 1 | 1546.02 | 0% | 1546.02 | 81.8408 | 1627.8608 | 0% | 1.14 | 1.1235 | 1 | 2084.9479 | 50.01% | 3127.724 | 3127.724 | 170000 | 3211396.3392
631 | F-631 |  | PR.FAN-01B | Germany | Axial Inline | Single | Ambient | CAP090140001J | AXC 900-10/16°-4-P (450) (7.5 kW) S IE3 | 6412 | 500 |  | 3681 | 58% | 1 | 1546.02 | 0% | 1546.02 | 81.8408 | 1627.8608 | 0% | 1.14 | 1.1235 | 1 | 2084.9479 | 50.01% | 3127.724 | 3127.724 | 170000 | 3211396.3392
632 | F-632 |  | PR.FAN-02B | Germany | Axial Inline | Single | Ambient | CAP090140001J | AXC 900-10/16°-4-P (450) (7.5 kW) S IE3 | 6412 | 500 |  | 3681 | 58% | 1 | 1546.02 | 0% | 1546.02 | 81.8408 | 1627.8608 | 0% | 1.14 | 1.1235 | 1 | 2084.9479 | 50.01% | 3127.724 | 3127.724 | 170000 | 3211396.3392
633 | F-633 |  | PR.FAN-01C | Germany | Axial Inline | Single | Ambient | CAP090140001J | AXC 900-10/16°-4-P (450) (7.5 kW) S IE3 | 6495 | 500 |  | 3681 | 58% | 1 | 1546.02 | 0% | 1546.02 | 81.8408 | 1627.8608 | 0% | 1.14 | 1.1235 | 1 | 2084.9479 | 50.01% | 3127.724 | 3127.724 | 170000 | 3211396.3392
634 | F-634 |  | PR.FAN-02C | Germany | Axial Inline | Single | Ambient | CAP090140001J | AXC 900-10/16°-4-P (450) (7.5 kW) S IE3 | 6525 | 500 |  | 3681 | 58% | 1 | 1546.02 | 0% | 1546.02 | 81.8408 | 1627.8608 | 0% | 1.14 | 1.1235 | 1 | 2084.9479 | 50.01% | 3127.724 | 3127.724 | 170000 | 3211396.3392
635 | F-635 |  | PR.FAN-01D | Germany | Axial Inline | Single | Ambient | CAP090140001J | AXC 900-10/15°-4-P (450) (7.5 kW) S IE3 | 6235 | 500 |  | 3681 | 58% | 1 | 1546.02 | 0% | 1546.02 | 81.8408 | 1627.8608 | 0% | 1.14 | 1.1235 | 1 | 2084.9479 | 50.01% | 3127.724 | 3127.724 | 170000 | 3211396.3392
636 | F-636 |  | PR.FAN-02D | Germany | Axial Inline | Single | Ambient | CAP090140001J | AXC 900-10/15°-4-P (450) (7.5 kW) S IE3 | 5996 | 500 |  | 3681 | 58% | 1 | 1546.02 | 0% | 1546.02 | 81.8408 | 1627.8608 | 0% | 1.14 | 1.1235 | 1 | 2084.9479 | 50.01% | 3127.724 | 3127.724 | 170000 | 3211396.3392
637 | F-637 |  | PR.FAN-01E | Germany | Axial Inline | Single | Ambient | CAP090140001J | AXC 900-10/16°-4-P (450) (7.5 kW) S IE3 | 6294 | 500 |  | 3681 | 58% | 1 | 1546.02 | 0% | 1546.02 | 81.8408 | 1627.8608 | 0% | 1.14 | 1.1235 | 1 | 2084.9479 | 50.01% | 3127.724 | 3127.724 | 170000 | 3211396.3392
638 | F-638 |  | PR.FAN-02E | Germany | Axial Inline | Single | Ambient | CAP090140001J | AXC 900-10/16°-4-P (450) (7.5 kW) S IE3 | 6294 | 500 |  | 3681 | 58% | 1 | 1546.02 | 0% | 1546.02 | 81.8408 | 1627.8608 | 0% | 1.14 | 1.1235 | 1 | 2084.9479 | 50.01% | 3127.724 | 3127.724 | 170000 | 3211396.3392
639 | F-639 |  | G.EX.FAN-01A | Sweden | Inline Fan | Single | Ambient | 25363 | K 150 XL sileo | 140 | 150 | 171 | 171 | 58% | 1 | 71.82 | 0% | 71.82 | 3.8019 | 75.6219 | 0% | 1.14 | 1.1235 | 1 | 96.8558 | 50.01% | 145.2977 | 145.2977 | 170000 | 3211396.3392
640 | F-640 |  | G.EX.FAN-01B | Sweden | Inline Fan | Single | Ambient | 25363 | K 150 XL sileo | 125 | 150 | 171 | 171 | 58% | 1 | 71.82 | 0% | 71.82 | 3.8019 | 75.6219 | 0% | 1.14 | 1.1235 | 1 | 96.8558 | 50.01% | 145.2977 | 145.2977 | 170000 | 3211396.3392
641 | F-641 |  | G.EX.FAN-01C | Sweden | Inline Fan | Single | Ambient | 19510 | K 200 L sileo | 190 | 150 | 208 | 208 | 58% | 1 | 87.36 | 0% | 87.36 | 4.6245 | 91.9845 | 0% | 1.14 | 1.1235 | 1 | 117.8129 | 50.01% | 176.7364 | 176.7364 | 170000 | 3211396.3392
642 | F-642 |  | G.EX.FAN-01D | Sweden | Inline Fan | Single | Ambient | 25363 | K 150 XL sileo | 125 | 150 | 171 | 171 | 58% | 1 | 71.82 | 0% | 71.82 | 3.8019 | 75.6219 | 0% | 1.14 | 1.1235 | 1 | 96.8558 | 50.01% | 145.2977 | 145.2977 | 170000 | 3211396.3392
643 | F-643 |  | G.EX.FAN-01E | Sweden | Inline Fan | Single | Ambient | 25363 | K 150 XL sileo | 140 | 150 | 171 | 171 | 58% | 1 | 71.82 | 0% | 71.82 | 3.8019 | 75.6219 | 0% | 1.14 | 1.1235 | 1 | 96.8558 | 50.01% | 145.2977 | 145.2977 | 170000 | 3211396.3392
644 | F-644 |  | EX.FAN-01 | China | Wall Mounted | Single | Ambient | 281425 | AW 300E4-C | 350 | - | 216 | 111.3 | 0% | 1 | 111.3 | 0% | 111.3 | 5.8918 | 117.1918 | 60% | 1.14 | 1.1235 | 1 | 240.157 | 50.01% | 360.2703 | 360.2703 | 170000 | 3211396.3392
645 | F-645 |  | EX.FAN-02 | China | Wall Mounted | Single | Ambient | 281422 | AW 200E4-C | 100 | - | 160 | 83.16 | 0% | 1 | 83.16 | 0% | 83.16 | 4.4022 | 87.5622 | 60% | 1.14 | 1.1235 | 1 | 179.4381 | 50.01% | 269.1831 | 269.1831 | 170000 | 3211396.3392
646 | F-646 |  | PR.FAN-01A | Germany | Axial Inline | Single | Ambient | CAP090140001J | AXC 900-10/17°-4-P (450) (7.5 kW) S IE3 | 6887 | 500 |  | 3681 | 58% | 1 | 1546.02 | 0% | 1546.02 | 81.8408 | 1627.8608 | 0% | 1.14 | 1.1235 | 1 | 2084.9479 | 50.01% | 3127.724 | 3127.724 | 170000 | 3211396.3392
647 | F-647 |  | PR.FAN-02A | Germany | Axial Inline | Single | Ambient | CAP090140001J | AXC 900-10/17°-4-P (450) (7.5 kW) S IE3 | 6887 | 500 |  | 3681 | 58% | 1 | 1546.02 | 0% | 1546.02 | 81.8408 | 1627.8608 | 0% | 1.14 | 1.1235 | 1 | 2084.9479 | 50.01% | 3127.724 | 3127.724 | 170000 | 3211396.3392
648 | F-648 |  | PR.FAN-01B | Germany | Axial Inline | Single | Ambient | CAP090140001J | AXC 900-10/16°-4-P (450) (7.5 kW) S IE3 | 6585 | 500 |  | 3681 | 58% | 1 | 1546.02 | 0% | 1546.02 | 81.8408 | 1627.8608 | 0% | 1.14 | 1.1235 | 1 | 2084.9479 | 50.01% | 3127.724 | 3127.724 | 170000 | 3211396.3392
649 | F-649 |  | PR.FAN-02B | Germany | Axial Inline | Single | Ambient | CAP090140001J | AXC 900-10/16°-4-P (450) (7.5 kW) S IE3 | 6585 | 500 |  | 3681 | 58% | 1 | 1546.02 | 0% | 1546.02 | 81.8408 | 1627.8608 | 0% | 1.14 | 1.1235 | 1 | 2084.9479 | 50.01% | 3127.724 | 3127.724 | 170000 | 3211396.3392
650 | F-650 |  | PR.FAN-01C | Germany | Axial Inline | Single | Ambient | CAP090140001J | AXC 900-10/17°-4-P (450) (7.5 kW) S IE3 | 6825 | 500 |  | 3681 | 58% | 1 | 1546.02 | 0% | 1546.02 | 81.8408 | 1627.8608 | 0% | 1.14 | 1.1235 | 1 | 2084.9479 | 50.01% | 3127.724 | 3127.724 | 170000 | 3211396.3392
651 | F-651 |  | PR.FAN-02C | Germany | Axial Inline | Single | Ambient | CAP090140001J | AXC 900-10/17°-4-P (450) (7.5 kW) S IE3 | 6825 | 500 |  | 3681 | 58% | 1 | 1546.02 | 0% | 1546.02 | 81.8408 | 1627.8608 | 0% | 1.14 | 1.1235 | 1 | 2084.9479 | 50.01% | 3127.724 | 3127.724 | 170000 | 3211396.3392
652 | F-652 |  | G.EX.FAN-01A | Sweden | Inline Fan | Single | Ambient | 25363 | K 150 XL sileo | 140 | 150 | 171 | 171 | 58% | 1 | 71.82 | 0% | 71.82 | 3.8019 | 75.6219 | 0% | 1.14 | 1.1235 | 1 | 96.8558 | 50.01% | 145.2977 | 145.2977 | 170000 | 3211396.3392
653 | F-653 |  | G.EX.FAN-01B | Sweden | Inline Fan | Single | Ambient | 25363 | K 150 XL sileo | 140 | 150 | 171 | 171 | 58% | 1 | 71.82 | 0% | 71.82 | 3.8019 | 75.6219 | 0% | 1.14 | 1.1235 | 1 | 96.8558 | 50.01% | 145.2977 | 145.2977 | 170000 | 3211396.3392
654 | F-654 |  | G.EX.FAN-01C | Sweden | Inline Fan | Single | Ambient | 25366 | K 200 M sileo | 155 | 150 | 172 | 172 | 58% | 1 | 72.24 | 0% | 72.24 | 3.8241 | 76.0641 | 0% | 1.14 | 1.1235 | 1 | 97.4222 | 50.01% | 146.1474 | 146.1474 | 170000 | 3211396.3392
655 | F-655 |  | EX.FAN-01 | China | Wall Mounted | Single | Ambient | 281425 | AW 300E4-C | 350 | - | 216 | 111.3 | 0% | 1 | 111.3 | 0% | 111.3 | 5.8918 | 117.1918 | 60% | 1.14 | 1.1235 | 1 | 240.157 | 50.01% | 360.2703 | 360.2703 | 170000 | 3211396.3392
656 | F-656 |  | EX.FAN-02 | Germany | Axial Inline | Single | Ambient | CAP040120001D | AXC 400-6/22°-2-P (160) (1.1 kW) S IE3 | 1875 | 150 |  | 1445 | 58% | 1 | 606.9 | 0% | 606.9 | 32.1271 | 639.0271 | 0% | 1.14 | 1.1235 | 1 | 818.4596 | 50.01% | 1227.808 | 1227.808 | 170000 | 3211396.3392
657 | F-657 |  | FA.FAN-01 | Germany | Axial Inline | Single | Ambient | CAP040120001D | AXC 400-6/22°-2-P (160) (1.1 kW) S IE3 | 1875 | 150 |  | 1445 | 58% | 1 | 606.9 | 0% | 606.9 | 32.1271 | 639.0271 | 0% | 1.14 | 1.1235 | 1 | 818.4596 | 50.01% | 1227.808 | 1227.808 | 170000 | 3211396.3392
658 | F-658 |  | PR.FAN-01A | Germany | Axial Inline | Single | Ambient | CAP090140001J | AXC 900-10/16°-4-P (450) (7.5 kW) S IE3 | 6763 | 500 |  | 3681 | 58% | 1 | 1546.02 | 0% | 1546.02 | 81.8408 | 1627.8608 | 0% | 1.14 | 1.1235 | 1 | 2084.9479 | 50.01% | 3127.724 | 3127.724 | 170000 | 3211396.3392
659 | F-659 |  | PR.FAN-02A | Germany | Axial Inline | Single | Ambient | CAP090140001J | AXC 900-10/16°-4-P (450) (7.5 kW) S IE3 | 6763 | 500 |  | 3681 | 58% | 1 | 1546.02 | 0% | 1546.02 | 81.8408 | 1627.8608 | 0% | 1.14 | 1.1235 | 1 | 2084.9479 | 50.01% | 3127.724 | 3127.724 | 170000 | 3211396.3392
660 | F-660 |  | PR.FAN-01B | Germany | Axial Inline | Single | Ambient | CAP090140001J | AXC 900-10/16°-4-P (450) (7.5 kW) S IE3 | 6585 | 500 |  | 3681 | 58% | 1 | 1546.02 | 0% | 1546.02 | 81.8408 | 1627.8608 | 0% | 1.14 | 1.1235 | 1 | 2084.9479 | 50.01% | 3127.724 | 3127.724 | 170000 | 3211396.3392
661 | F-661 |  | PR.FAN-02B | Germany | Axial Inline | Single | Ambient | CAP090140001J | AXC 900-10/16°-4-P (450) (7.5 kW) S IE3 | 6585 | 500 |  | 3681 | 58% | 1 | 1546.02 | 0% | 1546.02 | 81.8408 | 1627.8608 | 0% | 1.14 | 1.1235 | 1 | 2084.9479 | 50.01% | 3127.724 | 3127.724 | 170000 | 3211396.3392
662 | F-662 |  | PR.FAN-01C | Germany | Axial Inline | Single | Ambient | CAP090140001J | AXC 900-10/16°-4-P (450) (7.5 kW) S IE3 | 6353 | 500 |  | 3681 | 58% | 1 | 1546.02 | 0% | 1546.02 | 81.8408 | 1627.8608 | 0% | 1.14 | 1.1235 | 1 | 2084.9479 | 50.01% | 3127.724 | 3127.724 | 170000 | 3211396.3392
663 | F-663 |  | PR.FAN-02C | Germany | Axial Inline | Single | Ambient | CAP090140001J | AXC 900-10/16°-4-P (450) (7.5 kW) S IE3 | 6585 | 500 |  | 3681 | 58% | 1 | 1546.02 | 0% | 1546.02 | 81.8408 | 1627.8608 | 0% | 1.14 | 1.1235 | 1 | 2084.9479 | 50.01% | 3127.724 | 3127.724 | 170000 | 3211396.3392
664 | F-664 |  | G.EX.FAN-01A | Sweden | Inline Fan | Single | Ambient | 25366 | K 200 M sileo | 155 | 150 | 172 | 172 | 58% | 1 | 72.24 | 0% | 72.24 | 3.8241 | 76.0641 | 0% | 1.14 | 1.1235 | 1 | 97.4222 | 50.01% | 146.1474 | 146.1474 | 170000 | 3211396.3392
665 | F-665 |  | G.EX.FAN-01B | Sweden | Inline Fan | Single | Ambient | 25363 | K 150 XL sileo | 140 | 150 | 171 | 171 | 58% | 1 | 71.82 | 0% | 71.82 | 3.8019 | 75.6219 | 0% | 1.14 | 1.1235 | 1 | 96.8558 | 50.01% | 145.2977 | 145.2977 | 170000 | 3211396.3392
666 | F-666 |  | G.EX.FAN-01C | Sweden | Inline Fan | Single | Ambient | 25363 | K 150 XL sileo | 140 | 150 | 171 | 171 | 58% | 1 | 71.82 | 0% | 71.82 | 3.8019 | 75.6219 | 0% | 1.14 | 1.1235 | 1 | 96.8558 | 50.01% | 145.2977 | 145.2977 | 170000 | 3211396.3392
667 | F-667 |  | EX.FAN-01 | China | Wall Mounted | Single | Ambient | 281425 | AW 300E4-C | 350 | - | 216 | 111.3 | 0% | 1 | 111.3 | 0% | 111.3 | 5.8918 | 117.1918 | 60% | 1.14 | 1.1235 | 1 | 240.157 | 50.01% | 360.2703 | 360.2703 | 170000 | 3211396.3392
668 | F-668 |  | EX.FAN-02 | China | Wall Mounted | Single | Ambient | 281424 | AW 250E4-C | 175 | - | 173 | 91.14 | 0% | 1 | 91.14 | 0% | 91.14 | 4.8246 | 95.9646 | 60% | 1.14 | 1.1235 | 1 | 196.6569 | 50.01% | 295.0138 | 295.0138 | 170000 | 3211396.3392
669 | F-669 |  | PR.FAN-01A | Germany | Axial Inline | Single | Ambient | CAP090140001J | AXC 900-10/16°-4-P (450) (7.5 kW) S IE3 | 6763 | 500 |  | 3681 | 58% | 1 | 1546.02 | 0% | 1546.02 | 81.8408 | 1627.8608 | 0% | 1.14 | 1.1235 | 1 | 2084.9479 | 50.01% | 3127.724 | 3127.724 | 170000 | 3211396.3392
670 | F-670 |  | PR.FAN-02A | Germany | Axial Inline | Single | Ambient | CAP090140001J | AXC 900-10/16°-4-P (450) (7.5 kW) S IE3 | 6763 | 500 |  | 3681 | 58% | 1 | 1546.02 | 0% | 1546.02 | 81.8408 | 1627.8608 | 0% | 1.14 | 1.1235 | 1 | 2084.9479 | 50.01% | 3127.724 | 3127.724 | 170000 | 3211396.3392
671 | F-671 |  | PR.FAN-01B | Germany | Axial Inline | Single | Ambient | CAP090140001J | AXC 900-10/15°-4-P (450) (7.5 kW) S IE3 | 6023 | 500 |  | 3681 | 58% | 1 | 1546.02 | 0% | 1546.02 | 81.8408 | 1627.8608 | 0% | 1.14 | 1.1235 | 1 | 2084.9479 | 50.01% | 3127.724 | 3127.724 | 170000 | 3211396.3392
672 | F-672 |  | PR.FAN-02B | Germany | Axial Inline | Single | Ambient | CAP090140001J | AXC 900-10/16°-4-P (450) (7.5 kW) S IE3 | 6294 | 500 |  | 3681 | 58% | 1 | 1546.02 | 0% | 1546.02 | 81.8408 | 1627.8608 | 0% | 1.14 | 1.1235 | 1 | 2084.9479 | 50.01% | 3127.724 | 3127.724 | 170000 | 3211396.3392
673 | F-673 |  | PR.FAN-01C | Germany | Axial Inline | Single | Ambient | CAP090140001J | AXC 900-10/16°-4-P (450) (7.5 kW) S IE3 | 6294 | 500 |  | 3681 | 58% | 1 | 1546.02 | 0% | 1546.02 | 81.8408 | 1627.8608 | 0% | 1.14 | 1.1235 | 1 | 2084.9479 | 50.01% | 3127.724 | 3127.724 | 170000 | 3211396.3392
674 | F-674 |  | PR.FAN-02C | Germany | Axial Inline | Single | Ambient | CAP090140001J | AXC 900-10/16°-4-P (450) (7.5 kW) S IE3 | 6525 | 500 |  | 3681 | 58% | 1 | 1546.02 | 0% | 1546.02 | 81.8408 | 1627.8608 | 0% | 1.14 | 1.1235 | 1 | 2084.9479 | 50.01% | 3127.724 | 3127.724 | 170000 | 3211396.3392
675 | F-675 |  | PR.FAN-01D | Germany | Axial Inline | Single | Ambient | CAP090140001J | AXC 900-10/15°-4-P (450) (7.5 kW) S IE3 | 6110 | 500 |  | 3681 | 58% | 1 | 1546.02 | 0% | 1546.02 | 81.8408 | 1627.8608 | 0% | 1.14 | 1.1235 | 1 | 2084.9479 | 50.01% | 3127.724 | 3127.724 | 170000 | 3211396.3392
676 | F-676 |  | PR.FAN-02D | Germany | Axial Inline | Single | Ambient | CAP090140001J | AXC 900-10/16°-4-P (450) (7.5 kW) S IE3 | 6353 | 500 |  | 3681 | 58% | 1 | 1546.02 | 0% | 1546.02 | 81.8408 | 1627.8608 | 0% | 1.14 | 1.1235 | 1 | 2084.9479 | 50.01% | 3127.724 | 3127.724 | 170000 | 3211396.3392
677 | F-677 |  | G.EX.FAN-01A | Sweden | Inline Fan | Single | Ambient | 25366 | K 200 M sileo | 155 | 150 | 172 | 172 | 58% | 1 | 72.24 | 0% | 72.24 | 3.8241 | 76.0641 | 0% | 1.14 | 1.1235 | 1 | 97.4222 | 50.01% | 146.1474 | 146.1474 | 170000 | 3211396.3392
678 | F-678 |  | G.EX.FAN-01B | Sweden | Inline Fan | Single | Ambient | 25363 | K 150 XL sileo | 125 | 150 | 171 | 171 | 58% | 1 | 71.82 | 0% | 71.82 | 3.8019 | 75.6219 | 0% | 1.14 | 1.1235 | 1 | 96.8558 | 50.01% | 145.2977 | 145.2977 | 170000 | 3211396.3392
679 | F-679 |  | G.EX.FAN-01C | Sweden | Inline Fan | Single | Ambient | 25363 | K 150 XL sileo | 140 | 150 | 171 | 171 | 58% | 1 | 71.82 | 0% | 71.82 | 3.8019 | 75.6219 | 0% | 1.14 | 1.1235 | 1 | 96.8558 | 50.01% | 145.2977 | 145.2977 | 170000 | 3211396.3392
680 | F-680 |  | G.EX.FAN-01D | Sweden | Inline Fan | Single | Ambient | 25363 | K 150 XL sileo | 125 | 150 | 171 | 171 | 58% | 1 | 71.82 | 0% | 71.82 | 3.8019 | 75.6219 | 0% | 1.14 | 1.1235 | 1 | 96.8558 | 50.01% | 145.2977 | 145.2977 | 170000 | 3211396.3392
681 | F-681 |  | EX.FAN-01 | China | Wall Mounted | Single | Ambient | 281425 | AW 300E4-C | 350 | - | 216 | 111.3 | 0% | 1 | 111.3 | 0% | 111.3 | 5.8918 | 117.1918 | 60% | 1.14 | 1.1235 | 1 | 240.157 | 50.01% | 360.2703 | 360.2703 | 170000 | 3211396.3392
| F-689 | [11 empty] | 1e-07 | 0% | 0.0001 | 1e-11 | 0% | 1e-11 | 5.2936e-13 | 1.0529e-11 | 0% | 1.14 | 1.1235 | 1 | 1.3486e-11 | 50.01% | 2.0231e-07 | 2.0231e-11 | 170000 | 3211396.3392
| F-690 | [11 empty] | 1e-07 | 0% | 0.0001 | 1e-11 | 0% | 1e-11 | 5.2936e-13 | 1.0529e-11 | 0% | 1.14 | 1.1235 | 1 | 1.3486e-11 | 50.01% | 2.0231e-07 | 2.0231e-11 | 170000 | 3211396.3392
| F-691 | [11 empty] | 1e-07 | 0% | 0.0001 | 1e-11 | 0% | 1e-11 | 5.2936e-13 | 1.0529e-11 | 0% | 1.14 | 1.1235 | 1 | 1.3486e-11 | 50.01% | 2.0231e-07 | 2.0231e-11 | 170000 | 3211396.3392
| F-692 | [11 empty] | 1e-07 | 0% | 0.0001 | 1e-11 | 0% | 1e-11 | 5.2936e-13 | 1.0529e-11 | 0% | 1.14 | 1.1235 | 1 | 1.3486e-11 | 50.01% | 2.0231e-07 | 2.0231e-11 | 170000 | 3211396.3392
| F-693 | [11 empty] | 1e-07 | 0% | 0.0001 | 1e-11 | 0% | 1e-11 | 5.2936e-13 | 1.0529e-11 | 0% | 1.14 | 1.1235 | 1 | 1.3486e-11 | 50.01% | 2.0231e-07 | 2.0231e-11 | 170000 | 3211396.3392
| F-694 | [11 empty] | 1e-07 | 0% | 0.0001 | 1e-11 | 0% | 1e-11 | 5.2936e-13 | 1.0529e-11 | 0% | 1.14 | 1.1235 | 1 | 1.3486e-11 | 50.01% | 2.0231e-07 | 2.0231e-11 | 170000 | 3211396.3392
| F-695 | [11 empty] | 1e-07 | 0% | 0.0001 | 1e-11 | 0% | 1e-11 | 5.2936e-13 | 1.0529e-11 | 0% | 1.14 | 1.1235 | 1 | 1.3486e-11 | 50.01% | 2.0231e-07 | 2.0231e-11 | 170000 | 3211396.3392
| F-696 | [11 empty] | 1e-07 | 0% | 0.0001 | 1e-11 | 0% | 1e-11 | 5.2936e-13 | 1.0529e-11 | 0% | 1.14 | 1.1235 | 1 | 1.3486e-11 | 50.01% | 2.0231e-07 | 2.0231e-11 | 170000 | 3211396.3392
| F-697 | [11 empty] | 1e-07 | 0% | 0.0001 | 1e-11 | 0% | 1e-11 | 5.2936e-13 | 1.0529e-11 | 0% | 1.14 | 1.1235 | 1 | 1.3486e-11 | 50.01% | 2.0231e-07 | 2.0231e-11 | 170000 | 3211396.3392
| F-698 | [11 empty] | 1e-07 | 0% | 0.0001 | 1e-11 | 0% | 1e-11 | 5.2936e-13 | 1.0529e-11 | 0% | 1.14 | 1.1235 | 1 | 1.3486e-11 | 50.01% | 2.0231e-07 | 2.0231e-11 | 170000 | 3211396.3392
| F-699 | [11 empty] | 1e-07 | 0% | 0.0001 | 1e-11 | 0% | 1e-11 | 5.2936e-13 | 1.0529e-11 | 0% | 1.14 | 1.1235 | 1 | 1.3486e-11 | 50.01% | 2.0231e-07 | 2.0231e-11 | 170000 | 3211396.3392
| F-700 | [11 empty] | 1e-07 | 0% | 0.0001 | 1e-11 | 0% | 1e-11 | 5.2936e-13 | 1.0529e-11 | 0% | 1.14 | 1.1235 | 1 | 1.3486e-11 | 50.01% | 2.0231e-07 | 2.0231e-11 | 170000 | 3211396.3392
| F-701 | [11 empty] | 1e-07 | 0% | 0.0001 | 1e-11 | 0% | 1e-11 | 5.2936e-13 | 1.0529e-11 | 0% | 1.14 | 1.1235 | 1 | 1.3486e-11 | 50.01% | 2.0231e-07 | 2.0231e-11 | 170000 | 3211396.3392
| F-702 | [11 empty] | 1e-07 | 0% | 0.0001 | 1e-11 | 0% | 1e-11 | 5.2936e-13 | 1.0529e-11 | 0% | 1.14 | 1.1235 | 1 | 1.3486e-11 | 50.01% | 2.0231e-07 | 2.0231e-11 | 170000 | 3211396.3392
| F-703 | [11 empty] | 1e-07 | 0% | 0.0001 | 1e-11 | 0% | 1e-11 | 5.2936e-13 | 1.0529e-11 | 0% | 1.14 | 1.1235 | 1 | 1.3486e-11 | 50.01% | 2.0231e-07 | 2.0231e-11 | 170000 | 3211396.3392
| F-704 | [11 empty] | 1e-07 | 0% | 0.0001 | 1e-11 | 0% | 1e-11 | 5.2936e-13 | 1.0529e-11 | 0% | 1.14 | 1.1235 | 1 | 1.3486e-11 | 50.01% | 2.0231e-07 | 2.0231e-11 | 170000 | 3211396.3392
| F-705 | [11 empty] | 1e-07 | 0% | 0.0001 | 1e-11 | 0% | 1e-11 | 5.2936e-13 | 1.0529e-11 | 0% | 1.14 | 1.1235 | 1 | 1.3486e-11 | 50.01% | 2.0231e-07 | 2.0231e-11 | 170000 | 3211396.3392
| F-706 | [11 empty] | 1e-07 | 0% | 0.0001 | 1e-11 | 0% | 1e-11 | 5.2936e-13 | 1.0529e-11 | 0% | 1.14 | 1.1235 | 1 | 1.3486e-11 | 50.01% | 2.0231e-07 | 2.0231e-11 | 170000 | 3211396.3392
| F-707 | [11 empty] | 1e-07 | 0% | 0.0001 | 1e-11 | 0% | 1e-11 | 5.2936e-13 | 1.0529e-11 | 0% | 1.14 | 1.1235 | 1 | 1.3486e-11 | 50.01% | 2.0231e-07 | 2.0231e-11 | 170000 | 3211396.3392
| F-708 | [11 empty] | 1e-07 | 0% | 0.0001 | 1e-11 | 0% | 1e-11 | 5.2936e-13 | 1.0529e-11 | 0% | 1.14 | 1.1235 | 1 | 1.3486e-11 | 50.01% | 2.0231e-07 | 2.0231e-11 | 170000 | 3211396.3392
| F-709 | [11 empty] | 1e-07 | 0% | 0.0001 | 1e-11 | 0% | 1e-11 | 5.2936e-13 | 1.0529e-11 | 0% | 1.14 | 1.1235 | 1 | 1.3486e-11 | 50.01% | 2.0231e-07 | 2.0231e-11 | 170000 | 3211396.3392
| F-710 | [11 empty] | 1e-07 | 0% | 0.0001 | 1e-11 | 0% | 1e-11 | 5.2936e-13 | 1.0529e-11 | 0% | 1.14 | 1.1235 | 1 | 1.3486e-11 | 50.01% | 2.0231e-07 | 2.0231e-11 | 170000 | 3211396.3392
| F-711 | [11 empty] | 1e-07 | 0% | 0.0001 | 1e-11 | 0% | 1e-11 | 5.2936e-13 | 1.0529e-11 | 0% | 1.14 | 1.1235 | 1 | 1.3486e-11 | 50.01% | 2.0231e-07 | 2.0231e-11 | 170000 | 3211396.3392
| F-712 | [11 empty] | 1e-07 | 0% | 0.0001 | 1e-11 | 0% | 1e-11 | 5.2936e-13 | 1.0529e-11 | 0% | 1.14 | 1.1235 | 1 | 1.3486e-11 | 50.01% | 2.0231e-07 | 2.0231e-11 | 170000 | 3211396.3392
| F-713 | [11 empty] | 1e-07 | 0% | 0.0001 | 1e-11 | 0% | 1e-11 | 5.2936e-13 | 1.0529e-11 | 0% | 1.14 | 1.1235 | 1 | 1.3486e-11 | 50.01% | 2.0231e-07 | 2.0231e-11 | 170000 | 3211396.3392
| F-714 | [11 empty] | 1e-07 | 0% | 0.0001 | 1e-11 | 0% | 1e-11 | 5.2936e-13 | 1.0529e-11 | 0% | 1.14 | 1.1235 | 1 | 1.3486e-11 | 50.01% | 2.0231e-07 | 2.0231e-11 | 170000 | 3211396.3392
| F-715 | [11 empty] | 1e-07 | 0% | 0.0001 | 1e-11 | 0% | 1e-11 | 5.2936e-13 | 1.0529e-11 | 0% | 1.14 | 1.1235 | 1 | 1.3486e-11 | 50.01% | 2.0231e-07 | 2.0231e-11 | 170000 | 3211396.3392
| F-716 | [11 empty] | 1e-07 | 0% | 0.0001 | 1e-11 | 0% | 1e-11 | 5.2936e-13 | 1.0529e-11 | 0% | 1.14 | 1.1235 | 1 | 1.3486e-11 | 50.01% | 2.0231e-07 | 2.0231e-11 | 170000 | 3211396.3392
| F-717 | [11 empty] | 1e-07 | 0% | 0.0001 | 1e-11 | 0% | 1e-11 | 5.2936e-13 | 1.0529e-11 | 0% | 1.14 | 1.1235 | 1 | 1.3486e-11 | 50.01% | 2.0231e-07 | 2.0231e-11 | 170000 | 3211396.3392
| F-718 | [11 empty] | 1e-07 | 0% | 0.0001 | 1e-11 | 0% | 1e-11 | 5.2936e-13 | 1.0529e-11 | 0% | 1.14 | 1.1235 | 1 | 1.3486e-11 | 50.01% | 2.0231e-07 | 2.0231e-11 | 170000 | 3211396.3392
| F-719 | [11 empty] | 1e-07 | 0% | 0.0001 | 1e-11 | 0% | 1e-11 | 5.2936e-13 | 1.0529e-11 | 0% | 1.14 | 1.1235 | 1 | 1.3486e-11 | 50.01% | 2.0231e-07 | 2.0231e-11 | 170000 | 3211396.3392
| F-720 | [11 empty] | 1e-07 | 0% | 0.0001 | 1e-11 | 0% | 1e-11 | 5.2936e-13 | 1.0529e-11 | 0% | 1.14 | 1.1235 | 1 | 1.3486e-11 | 50.01% | 2.0231e-07 | 2.0231e-11 | 170000 | 3211396.3392
| F-721 | [11 empty] | 1e-07 | 0% | 0.0001 | 1e-11 | 0% | 1e-11 | 5.2936e-13 | 1.0529e-11 | 0% | 1.14 | 1.1235 | 1 | 1.3486e-11 | 50.01% | 2.0231e-07 | 2.0231e-11 | 170000 | 3211396.3392
| F-722 | [11 empty] | 1e-07 | 0% | 0.0001 | 1e-11 | 0% | 1e-11 | 5.2936e-13 | 1.0529e-11 | 0% | 1.14 | 1.1235 | 1 | 1.3486e-11 | 50.01% | 2.0231e-07 | 2.0231e-11 | 170000 | 3211396.3392
| F-723 | [11 empty] | 1e-07 | 0% | 0.0001 | 1e-11 | 0% | 1e-11 | 5.2936e-13 | 1.0529e-11 | 0% | 1.14 | 1.1235 | 1 | 1.3486e-11 | 50.01% | 2.0231e-07 | 2.0231e-11 | 170000 | 3211396.3392
| F-724 | [11 empty] | 1e-07 | 0% | 0.0001 | 1e-11 | 0% | 1e-11 | 5.2936e-13 | 1.0529e-11 | 0% | 1.14 | 1.1235 | 1 | 1.3486e-11 | 50.01% | 2.0231e-07 | 2.0231e-11 | 170000 | 3211396.3392
| F-725 | [11 empty] | 1e-07 | 0% | 0.0001 | 1e-11 | 0% | 1e-11 | 5.2936e-13 | 1.0529e-11 | 0% | 1.14 | 1.1235 | 1 | 1.3486e-11 | 50.01% | 2.0231e-07 | 2.0231e-11 | 170000 | 3211396.3392
| F-726 | [11 empty] | 1e-07 | 0% | 0.0001 | 1e-11 | 0% | 1e-11 | 5.2936e-13 | 1.0529e-11 | 0% | 1.14 | 1.1235 | 1 | 1.3486e-11 | 50.01% | 2.0231e-07 | 2.0231e-11 | 170000 | 3211396.3392
| F-727 | [11 empty] | 1e-07 | 0% | 0.0001 | 1e-11 | 0% | 1e-11 | 5.2936e-13 | 1.0529e-11 | 0% | 1.14 | 1.1235 | 1 | 1.3486e-11 | 50.01% | 2.0231e-07 | 2.0231e-11 | 170000 | 3211396.3392
| F-728 | [11 empty] | 1e-07 | 0% | 0.0001 | 1e-11 | 0% | 1e-11 | 5.2936e-13 | 1.0529e-11 | 0% | 1.14 | 1.1235 | 1 | 1.3486e-11 | 50.01% | 2.0231e-07 | 2.0231e-11 | 170000 | 3211396.3392
| F-729 | [11 empty] | 1e-07 | 0% | 0.0001 | 1e-11 | 0% | 1e-11 | 5.2936e-13 | 1.0529e-11 | 0% | 1.14 | 1.1235 | 1 | 1.3486e-11 | 50.01% | 2.0231e-07 | 2.0231e-11 | 170000 | 3211396.3392
| F-730 | [11 empty] | 1e-07 | 0% | 0.0001 | 1e-11 | 0% | 1e-11 | 5.2936e-13 | 1.0529e-11 | 0% | 1.14 | 1.1235 | 1 | 1.3486e-11 | 50.01% | 2.0231e-07 | 2.0231e-11 | 170000 | 3211396.3392
| F-731 | [11 empty] | 1e-07 | 0% | 0.0001 | 1e-11 | 0% | 1e-11 | 5.2936e-13 | 1.0529e-11 | 0% | 1.14 | 1.1235 | 1 | 1.3486e-11 | 50.01% | 2.0231e-07 | 2.0231e-11 | 170000 | 3211396.3392
| F-732 | [11 empty] | 1e-07 | 0% | 0.0001 | 1e-11 | 0% | 1e-11 | 5.2936e-13 | 1.0529e-11 | 0% | 1.14 | 1.1235 | 1 | 1.3486e-11 | 50.01% | 2.0231e-07 | 2.0231e-11 | 170000 | 3211396.3392
| F-733 | [11 empty] | 1e-07 | 0% | 0.0001 | 1e-11 | 0% | 1e-11 | 5.2936e-13 | 1.0529e-11 | 0% | 1.14 | 1.1235 | 1 | 1.3486e-11 | 50.01% | 2.0231e-07 | 2.0231e-11 | 170000 | 3211396.3392
| F-734 | [11 empty] | 1e-07 | 0% | 0.0001 | 1e-11 | 0% | 1e-11 | 5.2936e-13 | 1.0529e-11 | 0% | 1.14 | 1.1235 | 1 | 1.3486e-11 | 50.01% | 2.0231e-07 | 2.0231e-11 | 170000 | 3211396.3392
| F-735 | [11 empty] | 1e-07 | 0% | 0.0001 | 1e-11 | 0% | 1e-11 | 5.2936e-13 | 1.0529e-11 | 0% | 1.14 | 1.1235 | 1 | 1.3486e-11 | 50.01% | 2.0231e-07 | 2.0231e-11 | 170000 | 3211396.3392
| F-736 | [11 empty] | 1e-07 | 0% | 0.0001 | 1e-11 | 0% | 1e-11 | 5.2936e-13 | 1.0529e-11 | 0% | 1.14 | 1.1235 | 1 | 1.3486e-11 | 50.01% | 2.0231e-07 | 2.0231e-11 | 170000 | 3211396.3392
| F-737 | [11 empty] | 1e-07 | 0% | 0.0001 | 1e-11 | 0% | 1e-11 | 5.2936e-13 | 1.0529e-11 | 0% | 1.14 | 1.1235 | 1 | 1.3486e-11 | 50.01% | 2.0231e-07 | 2.0231e-11 | 170000 | 3211396.3392
| F-738 | [11 empty] | 1e-07 | 0% | 0.0001 | 1e-11 | 0% | 1e-11 | 5.2936e-13 | 1.0529e-11 | 0% | 1.14 | 1.1235 | 1 | 1.3486e-11 | 50.01% | 2.0231e-07 | 2.0231e-11 | 170000 | 3211396.3392
| F-739 | [11 empty] | 1e-07 | 0% | 0.0001 | 1e-11 | 0% | 1e-11 | 5.2936e-13 | 1.0529e-11 | 0% | 1.14 | 1.1235 | 1 | 1.3486e-11 | 50.01% | 2.0231e-07 | 2.0231e-11 | 170000 | 3211396.3392
| F-740 | [11 empty] | 1e-07 | 0% | 0.0001 | 1e-11 | 0% | 1e-11 | 5.2936e-13 | 1.0529e-11 | 0% | 1.14 | 1.1235 | 1 | 1.3486e-11 | 50.01% | 2.0231e-07 | 2.0231e-11 | 170000 | 3211396.3392
| F-741 | [11 empty] | 1e-07 | 0% | 0.0001 | 1e-11 | 0% | 1e-11 | 5.2936e-13 | 1.0529e-11 | 0% | 1.14 | 1.1235 | 1 | 1.3486e-11 | 50.01% | 2.0231e-07 | 2.0231e-11 | 170000 | 3211396.3392
| F-742 | [11 empty] | 1e-07 | 0% | 0.0001 | 1e-11 | 0% | 1e-11 | 5.2936e-13 | 1.0529e-11 | 0% | 1.14 | 1.1235 | 1 | 1.3486e-11 | 50.01% | 2.0231e-07 | 2.0231e-11 | 170000 | 3211396.3392
| F-743 | [11 empty] | 1e-07 | 0% | 0.0001 | 1e-11 | 0% | 1e-11 | 5.2936e-13 | 1.0529e-11 | 0% | 1.14 | 1.1235 | 1 | 1.3486e-11 | 50.01% | 2.0231e-07 | 2.0231e-11 | 170000 | 3211396.3392
| F-744 | [11 empty] | 1e-07 | 0% | 0.0001 | 1e-11 | 0% | 1e-11 | 5.2936e-13 | 1.0529e-11 | 0% | 1.14 | 1.1235 | 1 | 1.3486e-11 | 50.01% | 2.0231e-07 | 2.0231e-11 | 170000 | 3211396.3392
| F-745 | [11 empty] | 1e-07 | 0% | 0.0001 | 1e-11 | 0% | 1e-11 | 5.2936e-13 | 1.0529e-11 | 0% | 1.14 | 1.1235 | 1 | 1.3486e-11 | 50.01% | 2.0231e-07 | 2.0231e-11 | 170000 | 3211396.3392
| F-746 | [11 empty] | 1e-07 | 0% | 0.0001 | 1e-11 | 0% | 1e-11 | 5.2936e-13 | 1.0529e-11 | 0% | 1.14 | 1.1235 | 1 | 1.3486e-11 | 50.01% | 2.0231e-07 | 2.0231e-11 | 170000 | 3211396.3392
| F-747 | [11 empty] | 1e-07 | 0% | 0.0001 | 1e-11 | 0% | 1e-11 | 5.2936e-13 | 1.0529e-11 | 0% | 1.14 | 1.1235 | 1 | 1.3486e-11 | 50.01% | 2.0231e-07 | 2.0231e-11 | 170000 | 3211396.3392
| F-748 | [11 empty] | 1e-07 | 0% | 0.0001 | 1e-11 | 0% | 1e-11 | 5.2936e-13 | 1.0529e-11 | 0% | 1.14 | 1.1235 | 1 | 1.3486e-11 | 50.01% | 2.0231e-07 | 2.0231e-11 | 170000 | 3211396.3392
| F-749 | [11 empty] | 1e-07 | 0% | 0.0001 | 1e-11 | 0% | 1e-11 | 5.2936e-13 | 1.0529e-11 | 0% | 1.14 | 1.1235 | 1 | 1.3486e-11 | 50.01% | 2.0231e-07 | 2.0231e-11 | 170000 | 3211396.3392
| F-750 | [11 empty] | 1e-07 | 0% | 0.0001 | 1e-11 | 0% | 1e-11 | 5.2936e-13 | 1.0529e-11 | 0% | 1.14 | 1.1235 | 1 | 1.3486e-11 | 50.01% | 2.0231e-07 | 2.0231e-11 | 170000 | 3211396.3392
| F-751 | [11 empty] | 1e-07 | 0% | 0.0001 | 1e-11 | 0% | 1e-11 | 5.2936e-13 | 1.0529e-11 | 0% | 1.14 | 1.1235 | 1 | 1.3486e-11 | 50.01% | 2.0231e-07 | 2.0231e-11 | 170000 | 3211396.3392
| F-752 | [11 empty] | 1e-07 | 0% | 0.0001 | 1e-11 | 0% | 1e-11 | 5.2936e-13 | 1.0529e-11 | 0% | 1.14 | 1.1235 | 1 | 1.3486e-11 | 50.01% | 2.0231e-07 | 2.0231e-11 | 170000 | 3211396.3392
| F-753 | [11 empty] | 1e-07 | 0% | 0.0001 | 1e-11 | 0% | 1e-11 | 5.2936e-13 | 1.0529e-11 | 0% | 1.14 | 1.1235 | 1 | 1.3486e-11 | 50.01% | 2.0231e-07 | 2.0231e-11 | 170000 | 3211396.3392
| F-754 | [11 empty] | 1e-07 | 0% | 0.0001 | 1e-11 | 0% | 1e-11 | 5.2936e-13 | 1.0529e-11 | 0% | 1.14 | 1.1235 | 1 | 1.3486e-11 | 50.01% | 2.0231e-07 | 2.0231e-11 | 170000 | 3211396.3392
| F-755 | [11 empty] | 1e-07 | 0% | 0.0001 | 1e-11 | 0% | 1e-11 | 5.2936e-13 | 1.0529e-11 | 0% | 1.14 | 1.1235 | 1 | 1.3486e-11 | 50.01% | 2.0231e-07 | 2.0231e-11 | 170000 | 3211396.3392
| F-756 | [11 empty] | 1e-07 | 0% | 0.0001 | 1e-11 | 0% | 1e-11 | 5.2936e-13 | 1.0529e-11 | 0% | 1.14 | 1.1235 | 1 | 1.3486e-11 | 50.01% | 2.0231e-07 | 2.0231e-11 | 170000 | 3211396.3392
| F-757 | [11 empty] | 1e-07 | 0% | 0.0001 | 1e-11 | 0% | 1e-11 | 5.2936e-13 | 1.0529e-11 | 0% | 1.14 | 1.1235 | 1 | 1.3486e-11 | 50.01% | 2.0231e-07 | 2.0231e-11 | 170000 | 3211396.3392
| F-758 | [11 empty] | 1e-07 | 0% | 0.0001 | 1e-11 | 0% | 1e-11 | 5.2936e-13 | 1.0529e-11 | 0% | 1.14 | 1.1235 | 1 | 1.3486e-11 | 50.01% | 2.0231e-07 | 2.0231e-11 | 170000 | 3211396.3392
| F-759 | [11 empty] | 1e-07 | 0% | 0.0001 | 1e-11 | 0% | 1e-11 | 5.2936e-13 | 1.0529e-11 | 0% | 1.14 | 1.1235 | 1 | 1.3486e-11 | 50.01% | 2.0231e-07 | 2.0231e-11 | 170000 | 3211396.3392
| F-760 | [11 empty] | 1e-07 | 0% | 0.0001 | 1e-11 | 0% | 1e-11 | 5.2936e-13 | 1.0529e-11 | 0% | 1.14 | 1.1235 | 1 | 1.3486e-11 | 50.01% | 2.0231e-07 | 2.0231e-11 | 170000 | 3211396.3392
| F-761 | [11 empty] | 1e-07 | 0% | 0.0001 | 1e-11 | 0% | 1e-11 | 5.2936e-13 | 1.0529e-11 | 0% | 1.14 | 1.1235 | 1 | 1.3486e-11 | 50.01% | 2.0231e-07 | 2.0231e-11 | 170000 | 3211396.3392
| F-762 | [11 empty] | 1e-07 | 0% | 0.0001 | 1e-11 | 0% | 1e-11 | 5.2936e-13 | 1.0529e-11 | 0% | 1.14 | 1.1235 | 1 | 1.3486e-11 | 50.01% | 2.0231e-07 | 2.0231e-11 | 170000 | 3211396.3392
| F-763 | [11 empty] | 1e-07 | 0% | 0.0001 | 1e-11 | 0% | 1e-11 | 5.2936e-13 | 1.0529e-11 | 0% | 1.14 | 1.1235 | 1 | 1.3486e-11 | 50.01% | 2.0231e-07 | 2.0231e-11 | 170000 | 3211396.3392
| F-764 | [11 empty] | 1e-07 | 0% | 0.0001 | 1e-11 | 0% | 1e-11 | 5.2936e-13 | 1.0529e-11 | 0% | 1.14 | 1.1235 | 1 | 1.3486e-11 | 50.01% | 2.0231e-07 | 2.0231e-11 | 170000 | 3211396.3392
| F-765 | [11 empty] | 1e-07 | 0% | 0.0001 | 1e-11 | 0% | 1e-11 | 5.2936e-13 | 1.0529e-11 | 0% | 1.14 | 1.1235 | 1 | 1.3486e-11 | 50.01% | 2.0231e-07 | 2.0231e-11 | 170000 | 3211396.3392
| F-766 | [11 empty] | 1e-07 | 0% | 0.0001 | 1e-11 | 0% | 1e-11 | 5.2936e-13 | 1.0529e-11 | 0% | 1.14 | 1.1235 | 1 | 1.3486e-11 | 50.01% | 2.0231e-07 | 2.0231e-11 | 170000 | 3211396.3392
| F-767 | [11 empty] | 1e-07 | 0% | 0.0001 | 1e-11 | 0% | 1e-11 | 5.2936e-13 | 1.0529e-11 | 0% | 1.14 | 1.1235 | 1 | 1.3486e-11 | 50.01% | 2.0231e-07 | 2.0231e-11 | 170000 | 3211396.3392
| F-768 | [11 empty] | 1e-07 | 0% | 0.0001 | 1e-11 | 0% | 1e-11 | 5.2936e-13 | 1.0529e-11 | 0% | 1.14 | 1.1235 | 1 | 1.3486e-11 | 50.01% | 2.0231e-07 | 2.0231e-11 | 170000 | 3211396.3392
| F-769 | [11 empty] | 1e-07 | 0% | 0.0001 | 1e-11 | 0% | 1e-11 | 5.2936e-13 | 1.0529e-11 | 0% | 1.14 | 1.1235 | 1 | 1.3486e-11 | 50.01% | 2.0231e-07 | 2.0231e-11 | 170000 | 3211396.3392
| F-770 | [11 empty] | 1e-07 | 0% | 0.0001 | 1e-11 | 0% | 1e-11 | 5.2936e-13 | 1.0529e-11 | 0% | 1.14 | 1.1235 | 1 | 1.3486e-11 | 50.01% | 2.0231e-07 | 2.0231e-11 | 170000 | 3211396.3392
| F-771 | [11 empty] | 1e-07 | 0% | 0.0001 | 1e-11 | 0% | 1e-11 | 5.2936e-13 | 1.0529e-11 | 0% | 1.14 | 1.1235 | 1 | 1.3486e-11 | 50.01% | 2.0231e-07 | 2.0231e-11 | 170000 | 3211396.3392
| F-772 | [11 empty] | 1e-07 | 0% | 0.0001 | 1e-11 | 0% | 1e-11 | 5.2936e-13 | 1.0529e-11 | 0% | 1.14 | 1.1235 | 1 | 1.3486e-11 | 50.01% | 2.0231e-07 | 2.0231e-11 | 170000 | 3211396.3392
| F-773 | [11 empty] | 1e-07 | 0% | 0.0001 | 1e-11 | 0% | 1e-11 | 5.2936e-13 | 1.0529e-11 | 0% | 1.14 | 1.1235 | 1 | 1.3486e-11 | 50.01% | 2.0231e-07 | 2.0231e-11 | 170000 | 3211396.3392
| F-774 | [11 empty] | 1e-07 | 0% | 0.0001 | 1e-11 | 0% | 1e-11 | 5.2936e-13 | 1.0529e-11 | 0% | 1.14 | 1.1235 | 1 | 1.3486e-11 | 50.01% | 2.0231e-07 | 2.0231e-11 | 170000 | 3211396.3392
| F-775 | [11 empty] | 1e-07 | 0% | 0.0001 | 1e-11 | 0% | 1e-11 | 5.2936e-13 | 1.0529e-11 | 0% | 1.14 | 1.1235 | 1 | 1.3486e-11 | 50.01% | 2.0231e-07 | 2.0231e-11 | 170000 | 3211396.3392
| F-776 | [11 empty] | 1e-07 | 0% | 0.0001 | 1e-11 | 0% | 1e-11 | 5.2936e-13 | 1.0529e-11 | 0% | 1.14 | 1.1235 | 1 | 1.3486e-11 | 50.01% | 2.0231e-07 | 2.0231e-11 | 170000 | 3211396.3392
| F-777 | [11 empty] | 1e-07 | 0% | 0.0001 | 1e-11 | 0% | 1e-11 | 5.2936e-13 | 1.0529e-11 | 0% | 1.14 | 1.1235 | 1 | 1.3486e-11 | 50.01% | 2.0231e-07 | 2.0231e-11 | 170000 | 3211396.3392
| F-778 | [11 empty] | 1e-07 | 0% | 0.0001 | 1e-11 | 0% | 1e-11 | 5.2936e-13 | 1.0529e-11 | 0% | 1.14 | 1.1235 | 1 | 1.3486e-11 | 50.01% | 2.0231e-07 | 2.0231e-11 | 170000 | 3211396.3392
| F-779 | [11 empty] | 1e-07 | 0% | 0.0001 | 1e-11 | 0% | 1e-11 | 5.2936e-13 | 1.0529e-11 | 0% | 1.14 | 1.1235 | 1 | 1.3486e-11 | 50.01% | 2.0231e-07 | 2.0231e-11 | 170000 | 3211396.3392
| F-780 | [11 empty] | 1e-07 | 0% | 0.0001 | 1e-11 | 0% | 1e-11 | 5.2936e-13 | 1.0529e-11 | 0% | 1.14 | 1.1235 | 1 | 1.3486e-11 | 50.01% | 2.0231e-07 | 2.0231e-11 | 170000 | 3211396.3392
| F-781 | [11 empty] | 1e-07 | 0% | 0.0001 | 1e-11 | 0% | 1e-11 | 5.2936e-13 | 1.0529e-11 | 0% | 1.14 | 1.1235 | 1 | 1.3486e-11 | 50.01% | 2.0231e-07 | 2.0231e-11 | 170000 | 3211396.3392
| F-782 | [11 empty] | 1e-07 | 0% | 0.0001 | 1e-11 | 0% | 1e-11 | 5.2936e-13 | 1.0529e-11 | 0% | 1.14 | 1.1235 | 1 | 1.3486e-11 | 50.01% | 2.0231e-07 | 2.0231e-11 | 170000 | 3211396.3392
| F-783 | [11 empty] | 1e-07 | 0% | 0.0001 | 1e-11 | 0% | 1e-11 | 5.2936e-13 | 1.0529e-11 | 0% | 1.14 | 1.1235 | 1 | 1.3486e-11 | 50.01% | 2.0231e-07 | 2.0231e-11 | 170000 | 3211396.3392
| F-784 | [11 empty] | 1e-07 | 0% | 0.0001 | 1e-11 | 0% | 1e-11 | 5.2936e-13 | 1.0529e-11 | 0% | 1.14 | 1.1235 | 1 | 1.3486e-11 | 50.01% | 2.0231e-07 | 2.0231e-11 | 170000 | 3211396.3392
| F-785 | [11 empty] | 1e-07 | 0% | 0.0001 | 1e-11 | 0% | 1e-11 | 5.2936e-13 | 1.0529e-11 | 0% | 1.14 | 1.1235 | 1 | 1.3486e-11 | 50.01% | 2.0231e-07 | 2.0231e-11 | 170000 | 3211396.3392
| F-786 | [11 empty] | 1e-07 | 0% | 0.0001 | 1e-11 | 0% | 1e-11 | 5.2936e-13 | 1.0529e-11 | 0% | 1.14 | 1.1235 | 1 | 1.3486e-11 | 50.01% | 2.0231e-07 | 2.0231e-11 | 170000 | 3211396.3392
| F-787 | [11 empty] | 1e-07 | 0% | 0.0001 | 1e-11 | 0% | 1e-11 | 5.2936e-13 | 1.0529e-11 | 0% | 1.14 | 1.1235 | 1 | 1.3486e-11 | 50.01% | 2.0231e-07 | 2.0231e-11 | 170000 | 3211396.3392
| F-788 | [11 empty] | 1e-07 | 0% | 0.0001 | 1e-11 | 0% | 1e-11 | 5.2936e-13 | 1.0529e-11 | 0% | 1.14 | 1.1235 | 1 | 1.3486e-11 | 50.01% | 2.0231e-07 | 2.0231e-11 | 170000 | 3211396.3392
| F-789 | [11 empty] | 1e-07 | 0% | 0.0001 | 1e-11 | 0% | 1e-11 | 5.2936e-13 | 1.0529e-11 | 0% | 1.14 | 1.1235 | 1 | 1.3486e-11 | 50.01% | 2.0231e-07 | 2.0231e-11 | 170000 | 3211396.3392
| F-790 | [11 empty] | 1e-07 | 0% | 0.0001 | 1e-11 | 0% | 1e-11 | 5.2936e-13 | 1.0529e-11 | 0% | 1.14 | 1.1235 | 1 | 1.3486e-11 | 50.01% | 2.0231e-07 | 2.0231e-11 | 170000 | 3211396.3392
| F-791 | [11 empty] | 1e-07 | 0% | 0.0001 | 1e-11 | 0% | 1e-11 | 5.2936e-13 | 1.0529e-11 | 0% | 1.14 | 1.1235 | 1 | 1.3486e-11 | 50.01% | 2.0231e-07 | 2.0231e-11 | 170000 | 3211396.3392
| F-792 | [11 empty] | 1e-07 | 0% | 0.0001 | 1e-11 | 0% | 1e-11 | 5.2936e-13 | 1.0529e-11 | 0% | 1.14 | 1.1235 | 1 | 1.3486e-11 | 50.01% | 2.0231e-07 | 2.0231e-11 | 170000 | 3211396.3392
| F-793 | [11 empty] | 1e-07 | 0% | 0.0001 | 1e-11 | 0% | 1e-11 | 5.2936e-13 | 1.0529e-11 | 0% | 1.14 | 1.1235 | 1 | 1.3486e-11 | 50.01% | 2.0231e-07 | 2.0231e-11 | 170000 | 3211396.3392
| F-794 | [11 empty] | 1e-07 | 0% | 0.0001 | 1e-11 | 0% | 1e-11 | 5.2936e-13 | 1.0529e-11 | 0% | 1.14 | 1.1235 | 1 | 1.3486e-11 | 50.01% | 2.0231e-07 | 2.0231e-11 | 170000 | 3211396.3392
| F-795 | [11 empty] | 1e-07 | 0% | 0.0001 | 1e-11 | 0% | 1e-11 | 5.2936e-13 | 1.0529e-11 | 0% | 1.14 | 1.1235 | 1 | 1.3486e-11 | 50.01% | 2.0231e-07 | 2.0231e-11 | 170000 | 3211396.3392
| F-796 | [11 empty] | 1e-07 | 0% | 0.0001 | 1e-11 | 0% | 1e-11 | 5.2936e-13 | 1.0529e-11 | 0% | 1.14 | 1.1235 | 1 | 1.3486e-11 | 50.01% | 2.0231e-07 | 2.0231e-11 | 170000 | 3211396.3392
| F-797 | [11 empty] | 1e-07 | 0% | 0.0001 | 1e-11 | 0% | 1e-11 | 5.2936e-13 | 1.0529e-11 | 0% | 1.14 | 1.1235 | 1 | 1.3486e-11 | 50.01% | 2.0231e-07 | 2.0231e-11 | 170000 | 3211396.3392
| F-798 | [11 empty] | 1e-07 | 0% | 0.0001 | 1e-11 | 0% | 1e-11 | 5.2936e-13 | 1.0529e-11 | 0% | 1.14 | 1.1235 | 1 | 1.3486e-11 | 50.01% | 2.0231e-07 | 2.0231e-11 | 170000 | 3211396.3392
| F-799 | [11 empty] | 1e-07 | 0% | 0.0001 | 1e-11 | 0% | 1e-11 | 5.2936e-13 | 1.0529e-11 | 0% | 1.14 | 1.1235 | 1 | 1.3486e-11 | 50.01% | 2.0231e-07 | 2.0231e-11 | 170000 | 3211396.3392
| F-800 | [11 empty] | 1e-07 | 0% | 0.0001 | 1e-11 | 0% | 1e-11 | 5.2936e-13 | 1.0529e-11 | 0% | 1.14 | 1.1235 | 1 | 1.3486e-11 | 50.01% | 2.0231e-07 | 2.0231e-11 | 170000 | 3211396.3392
| F-801 | [11 empty] | 1e-07 | 0% | 0.0001 | 1e-11 | 0% | 1e-11 | 5.2936e-13 | 1.0529e-11 | 0% | 1.14 | 1.1235 | 1 | 1.3486e-11 | 50.01% | 2.0231e-07 | 2.0231e-11 | 170000 | 3211396.3392
| F-802 | [11 empty] | 1e-07 | 0% | 0.0001 | 1e-11 | 0% | 1e-11 | 5.2936e-13 | 1.0529e-11 | 0% | 1.14 | 1.1235 | 1 | 1.3486e-11 | 50.01% | 2.0231e-07 | 2.0231e-11 | 170000 | 3211396.3392
| F-803 | [11 empty] | 1e-07 | 0% | 0.0001 | 1e-11 | 0% | 1e-11 | 5.2936e-13 | 1.0529e-11 | 0% | 1.14 | 1.1235 | 1 | 1.3486e-11 | 50.01% | 2.0231e-07 | 2.0231e-11 | 170000 | 3211396.3392
| F-804 | [11 empty] | 1e-07 | 0% | 0.0001 | 1e-11 | 0% | 1e-11 | 5.2936e-13 | 1.0529e-11 | 0% | 1.14 | 1.1235 | 1 | 1.3486e-11 | 50.01% | 2.0231e-07 | 2.0231e-11 | 170000 | 3211396.3392
| F-805 | [11 empty] | 1e-07 | 0% | 0.0001 | 1e-11 | 0% | 1e-11 | 5.2936e-13 | 1.0529e-11 | 0% | 1.14 | 1.1235 | 1 | 1.3486e-11 | 50.01% | 2.0231e-07 | 2.0231e-11 | 170000 | 3211396.3392
| F-806 | [11 empty] | 1e-07 | 0% | 0.0001 | 1e-11 | 0% | 1e-11 | 5.2936e-13 | 1.0529e-11 | 0% | 1.14 | 1.1235 | 1 | 1.3486e-11 | 50.01% | 2.0231e-07 | 2.0231e-11 | 170000 | 3211396.3392
| F-807 | [11 empty] | 1e-07 | 0% | 0.0001 | 1e-11 | 0% | 1e-11 | 5.2936e-13 | 1.0529e-11 | 0% | 1.14 | 1.1235 | 1 | 1.3486e-11 | 50.01% | 2.0231e-07 | 2.0231e-11 | 170000 | 3211396.3392
| F-808 | [11 empty] | 1e-07 | 0% | 0.0001 | 1e-11 | 0% | 1e-11 | 5.2936e-13 | 1.0529e-11 | 0% | 1.14 | 1.1235 | 1 | 1.3486e-11 | 50.01% | 2.0231e-07 | 2.0231e-11 | 170000 | 3211396.3392
| F-809 | [11 empty] | 1e-07 | 0% | 0.0001 | 1e-11 | 0% | 1e-11 | 5.2936e-13 | 1.0529e-11 | 0% | 1.14 | 1.1235 | 1 | 1.3486e-11 | 50.01% | 2.0231e-07 | 2.0231e-11 | 170000 | 3211396.3392
| F-810 | [11 empty] | 1e-07 | 0% | 0.0001 | 1e-11 | 0% | 1e-11 | 5.2936e-13 | 1.0529e-11 | 0% | 1.14 | 1.1235 | 1 | 1.3486e-11 | 50.01% | 2.0231e-07 | 2.0231e-11 | 170000 | 3211396.3392
| F-811 | [11 empty] | 1e-07 | 0% | 0.0001 | 1e-11 | 0% | 1e-11 | 5.2936e-13 | 1.0529e-11 | 0% | 1.14 | 1.1235 | 1 | 1.3486e-11 | 50.01% | 2.0231e-07 | 2.0231e-11 | 170000 | 3211396.3392
| F-812 | [11 empty] | 1e-07 | 0% | 0.0001 | 1e-11 | 0% | 1e-11 | 5.2936e-13 | 1.0529e-11 | 0% | 1.14 | 1.1235 | 1 | 1.3486e-11 | 50.01% | 2.0231e-07 | 2.0231e-11 | 170000 | 3211396.3392
| F-813 | [11 empty] | 1e-07 | 0% | 0.0001 | 1e-11 | 0% | 1e-11 | 5.2936e-13 | 1.0529e-11 | 0% | 1.14 | 1.1235 | 1 | 1.3486e-11 | 50.01% | 2.0231e-07 | 2.0231e-11 | 170000 | 3211396.3392
| F-814 | [11 empty] | 1e-07 | 0% | 0.0001 | 1e-11 | 0% | 1e-11 | 5.2936e-13 | 1.0529e-11 | 0% | 1.14 | 1.1235 | 1 | 1.3486e-11 | 50.01% | 2.0231e-07 | 2.0231e-11 | 170000 | 3211396.3392
| F-815 | [11 empty] | 1e-07 | 0% | 0.0001 | 1e-11 | 0% | 1e-11 | 5.2936e-13 | 1.0529e-11 | 0% | 1.14 | 1.1235 | 1 | 1.3486e-11 | 50.01% | 2.0231e-07 | 2.0231e-11 | 170000 | 3211396.3392
| F-816 | [11 empty] | 1e-07 | 0% | 0.0001 | 1e-11 | 0% | 1e-11 | 5.2936e-13 | 1.0529e-11 | 0% | 1.14 | 1.1235 | 1 | 1.3486e-11 | 50.01% | 2.0231e-07 | 2.0231e-11 | 170000 | 3211396.3392
| F-817 | [11 empty] | 1e-07 | 0% | 0.0001 | 1e-11 | 0% | 1e-11 | 5.2936e-13 | 1.0529e-11 | 0% | 1.14 | 1.1235 | 1 | 1.3486e-11 | 50.01% | 2.0231e-07 | 2.0231e-11 | 170000 | 3211396.3392
| F-818 | [11 empty] | 1e-07 | 0% | 0.0001 | 1e-11 | 0% | 1e-11 | 5.2936e-13 | 1.0529e-11 | 0% | 1.14 | 1.1235 | 1 | 1.3486e-11 | 50.01% | 2.0231e-07 | 2.0231e-11 | 170000 | 3211396.3392
| F-819 | [11 empty] | 1e-07 | 0% | 0.0001 | 1e-11 | 0% | 1e-11 | 5.2936e-13 | 1.0529e-11 | 0% | 1.14 | 1.1235 | 1 | 1.3486e-11 | 50.01% | 2.0231e-07 | 2.0231e-11 | 170000 | 3211396.3392
| F-820 | [11 empty] | 1e-07 | 0% | 0.0001 | 1e-11 | 0% | 1e-11 | 5.2936e-13 | 1.0529e-11 | 0% | 1.14 | 1.1235 | 1 | 1.3486e-11 | 50.01% | 2.0231e-07 | 2.0231e-11 | 170000 | 3211396.3392
| F-821 | [11 empty] | 1e-07 | 0% | 0.0001 | 1e-11 | 0% | 1e-11 | 5.2936e-13 | 1.0529e-11 | 0% | 1.14 | 1.1235 | 1 | 1.3486e-11 | 50.01% | 2.0231e-07 | 2.0231e-11 | 170000 | 3211396.3392
| F-822 | [11 empty] | 1e-07 | 0% | 0.0001 | 1e-11 | 0% | 1e-11 | 5.2936e-13 | 1.0529e-11 | 0% | 1.14 | 1.1235 | 1 | 1.3486e-11 | 50.01% | 2.0231e-07 | 2.0231e-11 | 170000 | 3211396.3392
| F-823 | [11 empty] | 1e-07 | 0% | 0.0001 | 1e-11 | 0% | 1e-11 | 5.2936e-13 | 1.0529e-11 | 0% | 1.14 | 1.1235 | 1 | 1.3486e-11 | 50.01% | 2.0231e-07 | 2.0231e-11 | 170000 | 3211396.3392
| F-824 | [11 empty] | 1e-07 | 0% | 0.0001 | 1e-11 | 0% | 1e-11 | 5.2936e-13 | 1.0529e-11 | 0% | 1.14 | 1.1235 | 1 | 1.3486e-11 | 50.01% | 2.0231e-07 | 2.0231e-11 | 170000 | 3211396.3392
| F-825 | [11 empty] | 1e-07 | 0% | 0.0001 | 1e-11 | 0% | 1e-11 | 5.2936e-13 | 1.0529e-11 | 0% | 1.14 | 1.1235 | 1 | 1.3486e-11 | 50.01% | 2.0231e-07 | 2.0231e-11 | 170000 | 3211396.3392
| F-826 | [11 empty] | 1e-07 | 0% | 0.0001 | 1e-11 | 0% | 1e-11 | 5.2936e-13 | 1.0529e-11 | 0% | 1.14 | 1.1235 | 1 | 1.3486e-11 | 50.01% | 2.0231e-07 | 2.0231e-11 | 170000 | 3211396.3392
| F-827 | [11 empty] | 1e-07 | 0% | 0.0001 | 1e-11 | 0% | 1e-11 | 5.2936e-13 | 1.0529e-11 | 0% | 1.14 | 1.1235 | 1 | 1.3486e-11 | 50.01% | 2.0231e-07 | 2.0231e-11 | 170000 | 3211396.3392
| F-828 | [11 empty] | 1e-07 | 0% | 0.0001 | 1e-11 | 0% | 1e-11 | 5.2936e-13 | 1.0529e-11 | 0% | 1.14 | 1.1235 | 1 | 1.3486e-11 | 50.01% | 2.0231e-07 | 2.0231e-11 | 170000 | 3211396.3392
| F-829 | [11 empty] | 1e-07 | 0% | 0.0001 | 1e-11 | 0% | 1e-11 | 5.2936e-13 | 1.0529e-11 | 0% | 1.14 | 1.1235 | 1 | 1.3486e-11 | 50.01% | 2.0231e-07 | 2.0231e-11 | 170000 | 3211396.3392
| F-830 | [11 empty] | 1e-07 | 0% | 0.0001 | 1e-11 | 0% | 1e-11 | 5.2936e-13 | 1.0529e-11 | 0% | 1.14 | 1.1235 | 1 | 1.3486e-11 | 50.01% | 2.0231e-07 | 2.0231e-11 | 170000 | 3211396.3392
| F-831 | [11 empty] | 1e-07 | 0% | 0.0001 | 1e-11 | 0% | 1e-11 | 5.2936e-13 | 1.0529e-11 | 0% | 1.14 | 1.1235 | 1 | 1.3486e-11 | 50.01% | 2.0231e-07 | 2.0231e-11 | 170000 | 3211396.3392
| F-832 | [11 empty] | 1e-07 | 0% | 0.0001 | 1e-11 | 0% | 1e-11 | 5.2936e-13 | 1.0529e-11 | 0% | 1.14 | 1.1235 | 1 | 1.3486e-11 | 50.01% | 2.0231e-07 | 2.0231e-11 | 170000 | 3211396.3392
| F-833 | [11 empty] | 1e-07 | 0% | 0.0001 | 1e-11 | 0% | 1e-11 | 5.2936e-13 | 1.0529e-11 | 0% | 1.14 | 1.1235 | 1 | 1.3486e-11 | 50.01% | 2.0231e-07 | 2.0231e-11 | 170000 | 3211396.3392
| F-834 | [11 empty] | 1e-07 | 0% | 0.0001 | 1e-11 | 0% | 1e-11 | 5.2936e-13 | 1.0529e-11 | 0% | 1.14 | 1.1235 | 1 | 1.3486e-11 | 50.01% | 2.0231e-07 | 2.0231e-11 | 170000 | 3211396.3392
| F-835 | [11 empty] | 1e-07 | 0% | 0.0001 | 1e-11 | 0% | 1e-11 | 5.2936e-13 | 1.0529e-11 | 0% | 1.14 | 1.1235 | 1 | 1.3486e-11 | 50.01% | 2.0231e-07 | 2.0231e-11 | 170000 | 3211396.3392
| F-836 | [11 empty] | 1e-07 | 0% | 0.0001 | 1e-11 | 0% | 1e-11 | 5.2936e-13 | 1.0529e-11 | 0% | 1.14 | 1.1235 | 1 | 1.3486e-11 | 50.01% | 2.0231e-07 | 2.0231e-11 | 170000 | 3211396.3392
| F-837 | [11 empty] | 1e-07 | 0% | 0.0001 | 1e-11 | 0% | 1e-11 | 5.2936e-13 | 1.0529e-11 | 0% | 1.14 | 1.1235 | 1 | 1.3486e-11 | 50.01% | 2.0231e-07 | 2.0231e-11 | 170000 | 3211396.3392
| F-838 | [11 empty] | 1e-07 | 0% | 0.0001 | 1e-11 | 0% | 1e-11 | 5.2936e-13 | 1.0529e-11 | 0% | 1.14 | 1.1235 | 1 | 1.3486e-11 | 50.01% | 2.0231e-07 | 2.0231e-11 | 170000 | 3211396.3392
| F-839 | [11 empty] | 1e-07 | 0% | 0.0001 | 1e-11 | 0% | 1e-11 | 5.2936e-13 | 1.0529e-11 | 0% | 1.14 | 1.1235 | 1 | 1.3486e-11 | 50.01% | 2.0231e-07 | 2.0231e-11 | 170000 | 3211396.3392
| F-840 | [11 empty] | 1e-07 | 0% | 0.0001 | 1e-11 | 0% | 1e-11 | 5.2936e-13 | 1.0529e-11 | 0% | 1.14 | 1.1235 | 1 | 1.3486e-11 | 50.01% | 2.0231e-07 | 2.0231e-11 | 170000 | 3211396.3392
| F-841 | [11 empty] | 1e-07 | 0% | 0.0001 | 1e-11 | 0% | 1e-11 | 5.2936e-13 | 1.0529e-11 | 0% | 1.14 | 1.1235 | 1 | 1.3486e-11 | 50.01% | 2.0231e-07 | 2.0231e-11 | 170000 | 3211396.3392
| F-842 | [11 empty] | 1e-07 | 0% | 0.0001 | 1e-11 | 0% | 1e-11 | 5.2936e-13 | 1.0529e-11 | 0% | 1.14 | 1.1235 | 1 | 1.3486e-11 | 50.01% | 2.0231e-07 | 2.0231e-11 | 170000 | 3211396.3392
| F-843 | [11 empty] | 1e-07 | 0% | 0.0001 | 1e-11 | 0% | 1e-11 | 5.2936e-13 | 1.0529e-11 | 0% | 1.14 | 1.1235 | 1 | 1.3486e-11 | 50.01% | 2.0231e-07 | 2.0231e-11 | 170000 | 3211396.3392
| F-844 | [11 empty] | 1e-07 | 0% | 0.0001 | 1e-11 | 0% | 1e-11 | 5.2936e-13 | 1.0529e-11 | 0% | 1.14 | 1.1235 | 1 | 1.3486e-11 | 50.01% | 2.0231e-07 | 2.0231e-11 | 170000 | 3211396.3392
| F-845 | [11 empty] | 1e-07 | 0% | 0.0001 | 1e-11 | 0% | 1e-11 | 5.2936e-13 | 1.0529e-11 | 0% | 1.14 | 1.1235 | 1 | 1.3486e-11 | 50.01% | 2.0231e-07 | 2.0231e-11 | 170000 | 3211396.3392
| F-846 | [11 empty] | 1e-07 | 0% | 0.0001 | 1e-11 | 0% | 1e-11 | 5.2936e-13 | 1.0529e-11 | 0% | 1.14 | 1.1235 | 1 | 1.3486e-11 | 50.01% | 2.0231e-07 | 2.0231e-11 | 170000 | 3211396.3392
| F-847 | [11 empty] | 1e-07 | 0% | 0.0001 | 1e-11 | 0% | 1e-11 | 5.2936e-13 | 1.0529e-11 | 0% | 1.14 | 1.1235 | 1 | 1.3486e-11 | 50.01% | 2.0231e-07 | 2.0231e-11 | 170000 | 3211396.3392
| F-848 | [11 empty] | 1e-07 | 0% | 0.0001 | 1e-11 | 0% | 1e-11 | 5.2936e-13 | 1.0529e-11 | 0% | 1.14 | 1.1235 | 1 | 1.3486e-11 | 50.01% | 2.0231e-07 | 2.0231e-11 | 170000 | 3211396.3392
| F-849 | [11 empty] | 1e-07 | 0% | 0.0001 | 1e-11 | 0% | 1e-11 | 5.2936e-13 | 1.0529e-11 | 0% | 1.14 | 1.1235 | 1 | 1.3486e-11 | 50.01% | 2.0231e-07 | 2.0231e-11 | 170000 | 3211396.3392
| F-850 | [11 empty] | 1e-07 | 0% | 0.0001 | 1e-11 | 0% | 1e-11 | 5.2936e-13 | 1.0529e-11 | 0% | 1.14 | 1.1235 | 1 | 1.3486e-11 | 50.01% | 2.0231e-07 | 2.0231e-11 | 170000 | 3211396.3392
| F-851 | [11 empty] | 1e-07 | 0% | 0.0001 | 1e-11 | 0% | 1e-11 | 5.2936e-13 | 1.0529e-11 | 0% | 1.14 | 1.1235 | 1 | 1.3486e-11 | 50.01% | 2.0231e-07 | 2.0231e-11 | 170000 | 3211396.3392
| F-852 | [11 empty] | 1e-07 | 0% | 0.0001 | 1e-11 | 0% | 1e-11 | 5.2936e-13 | 1.0529e-11 | 0% | 1.14 | 1.1235 | 1 | 1.3486e-11 | 50.01% | 2.0231e-07 | 2.0231e-11 | 170000 | 3211396.3392
| F-853 | [11 empty] | 1e-07 | 0% | 0.0001 | 1e-11 | 0% | 1e-11 | 5.2936e-13 | 1.0529e-11 | 0% | 1.14 | 1.1235 | 1 | 1.3486e-11 | 50.01% | 2.0231e-07 | 2.0231e-11 | 170000 | 3211396.3392
| F-854 | [11 empty] | 1e-07 | 0% | 0.0001 | 1e-11 | 0% | 1e-11 | 5.2936e-13 | 1.0529e-11 | 0% | 1.14 | 1.1235 | 1 | 1.3486e-11 | 50.01% | 2.0231e-07 | 2.0231e-11 | 170000 | 3211396.3392
| F-855 | [11 empty] | 1e-07 | 0% | 0.0001 | 1e-11 | 0% | 1e-11 | 5.2936e-13 | 1.0529e-11 | 0% | 1.14 | 1.1235 | 1 | 1.3486e-11 | 50.01% | 2.0231e-07 | 2.0231e-11 | 170000 | 3211396.3392
| F-856 | [11 empty] | 1e-07 | 0% | 0.0001 | 1e-11 | 0% | 1e-11 | 5.2936e-13 | 1.0529e-11 | 0% | 1.14 | 1.1235 | 1 | 1.3486e-11 | 50.01% | 2.0231e-07 | 2.0231e-11 | 170000 | 3211396.3392
| F-857 | [11 empty] | 1e-07 | 0% | 0.0001 | 1e-11 | 0% | 1e-11 | 5.2936e-13 | 1.0529e-11 | 0% | 1.14 | 1.1235 | 1 | 1.3486e-11 | 50.01% | 2.0231e-07 | 2.0231e-11 | 170000 | 3211396.3392
| F-858 | [11 empty] | 1e-07 | 0% | 0.0001 | 1e-11 | 0% | 1e-11 | 5.2936e-13 | 1.0529e-11 | 0% | 1.14 | 1.1235 | 1 | 1.3486e-11 | 50.01% | 2.0231e-07 | 2.0231e-11 | 170000 | 3211396.3392
| F-859 | [11 empty] | 1e-07 | 0% | 0.0001 | 1e-11 | 0% | 1e-11 | 5.2936e-13 | 1.0529e-11 | 0% | 1.14 | 1.1235 | 1 | 1.3486e-11 | 50.01% | 2.0231e-07 | 2.0231e-11 | 170000 | 3211396.3392
| F-860 | [11 empty] | 1e-07 | 0% | 0.0001 | 1e-11 | 0% | 1e-11 | 5.2936e-13 | 1.0529e-11 | 0% | 1.14 | 1.1235 | 1 | 1.3486e-11 | 50.01% | 2.0231e-07 | 2.0231e-11 | 170000 | 3211396.3392
| F-861 | [11 empty] | 1e-07 | 0% | 0.0001 | 1e-11 | 0% | 1e-11 | 5.2936e-13 | 1.0529e-11 | 0% | 1.14 | 1.1235 | 1 | 1.3486e-11 | 50.01% | 2.0231e-07 | 2.0231e-11 | 170000 | 3211396.3392
| F-862 | [11 empty] | 1e-07 | 0% | 0.0001 | 1e-11 | 0% | 1e-11 | 5.2936e-13 | 1.0529e-11 | 0% | 1.14 | 1.1235 | 1 | 1.3486e-11 | 50.01% | 2.0231e-07 | 2.0231e-11 | 170000 | 3211396.3392
| F-863 | [11 empty] | 1e-07 | 0% | 0.0001 | 1e-11 | 0% | 1e-11 | 5.2936e-13 | 1.0529e-11 | 0% | 1.14 | 1.1235 | 1 | 1.3486e-11 | 50.01% | 2.0231e-07 | 2.0231e-11 | 170000 | 3211396.3392
| F-864 | [11 empty] | 1e-07 | 0% | 0.0001 | 1e-11 | 0% | 1e-11 | 5.2936e-13 | 1.0529e-11 | 0% | 1.14 | 1.1235 | 1 | 1.3486e-11 | 50.01% | 2.0231e-07 | 2.0231e-11 | 170000 | 3211396.3392
| F-865 | [11 empty] | 1e-07 | 0% | 0.0001 | 1e-11 | 0% | 1e-11 | 5.2936e-13 | 1.0529e-11 | 0% | 1.14 | 1.1235 | 1 | 1.3486e-11 | 50.01% | 2.0231e-07 | 2.0231e-11 | 170000 | 3211396.3392
| F-866 | [11 empty] | 1e-07 | 0% | 0.0001 | 1e-11 | 0% | 1e-11 | 5.2936e-13 | 1.0529e-11 | 0% | 1.14 | 1.1235 | 1 | 1.3486e-11 | 50.01% | 2.0231e-07 | 2.0231e-11 | 170000 | 3211396.3392
| F-867 | [11 empty] | 1e-07 | 0% | 0.0001 | 1e-11 | 0% | 1e-11 | 5.2936e-13 | 1.0529e-11 | 0% | 1.14 | 1.1235 | 1 | 1.3486e-11 | 50.01% | 2.0231e-07 | 2.0231e-11 | 170000 | 3211396.3392
| F-868 | [11 empty] | 1e-07 | 0% | 0.0001 | 1e-11 | 0% | 1e-11 | 5.2936e-13 | 1.0529e-11 | 0% | 1.14 | 1.1235 | 1 | 1.3486e-11 | 50.01% | 2.0231e-07 | 2.0231e-11 | 170000 | 3211396.3392
| F-869 | [11 empty] | 1e-07 | 0% | 0.0001 | 1e-11 | 0% | 1e-11 | 5.2936e-13 | 1.0529e-11 | 0% | 1.14 | 1.1235 | 1 | 1.3486e-11 | 50.01% | 2.0231e-07 | 2.0231e-11 | 170000 | 3211396.3392
| F-870 | [11 empty] | 1e-07 | 0% | 0.0001 | 1e-11 | 0% | 1e-11 | 5.2936e-13 | 1.0529e-11 | 0% | 1.14 | 1.1235 | 1 | 1.3486e-11 | 50.01% | 2.0231e-07 | 2.0231e-11 | 170000 | 3211396.3392
| F-871 | [11 empty] | 1e-07 | 0% | 0.0001 | 1e-11 | 0% | 1e-11 | 5.2936e-13 | 1.0529e-11 | 0% | 1.14 | 1.1235 | 1 | 1.3486e-11 | 50.01% | 2.0231e-07 | 2.0231e-11 | 170000 | 3211396.3392
| F-872 | [11 empty] | 1e-07 | 0% | 0.0001 | 1e-11 | 0% | 1e-11 | 5.2936e-13 | 1.0529e-11 | 0% | 1.14 | 1.1235 | 1 | 1.3486e-11 | 50.01% | 2.0231e-07 | 2.0231e-11 | 170000 | 3211396.3392
| F-873 | [11 empty] | 1e-07 | 0% | 0.0001 | 1e-11 | 0% | 1e-11 | 5.2936e-13 | 1.0529e-11 | 0% | 1.14 | 1.1235 | 1 | 1.3486e-11 | 50.01% | 2.0231e-07 | 2.0231e-11 | 170000 | 3211396.3392
| F-874 | [11 empty] | 1e-07 | 0% | 0.0001 | 1e-11 | 0% | 1e-11 | 5.2936e-13 | 1.0529e-11 | 0% | 1.14 | 1.1235 | 1 | 1.3486e-11 | 50.01% | 2.0231e-07 | 2.0231e-11 | 170000 | 3211396.3392
| F-875 | [11 empty] | 1e-07 | 0% | 0.0001 | 1e-11 | 0% | 1e-11 | 5.2936e-13 | 1.0529e-11 | 0% | 1.14 | 1.1235 | 1 | 1.3486e-11 | 50.01% | 2.0231e-07 | 2.0231e-11 | 170000 | 3211396.3392
| F-876 | [11 empty] | 1e-07 | 0% | 0.0001 | 1e-11 | 0% | 1e-11 | 5.2936e-13 | 1.0529e-11 | 0% | 1.14 | 1.1235 | 1 | 1.3486e-11 | 50.01% | 2.0231e-07 | 2.0231e-11 | 170000 | 3211396.3392
| F-877 | [11 empty] | 1e-07 | 0% | 0.0001 | 1e-11 | 0% | 1e-11 | 5.2936e-13 | 1.0529e-11 | 0% | 1.14 | 1.1235 | 1 | 1.3486e-11 | 50.01% | 2.0231e-07 | 2.0231e-11 | 170000 | 3211396.3392
| F-878 | [11 empty] | 1e-07 | 0% | 0.0001 | 1e-11 | 0% | 1e-11 | 5.2936e-13 | 1.0529e-11 | 0% | 1.14 | 1.1235 | 1 | 1.3486e-11 | 50.01% | 2.0231e-07 | 2.0231e-11 | 170000 | 3211396.3392
| F-879 | [11 empty] | 1e-07 | 0% | 0.0001 | 1e-11 | 0% | 1e-11 | 5.2936e-13 | 1.0529e-11 | 0% | 1.14 | 1.1235 | 1 | 1.3486e-11 | 50.01% | 2.0231e-07 | 2.0231e-11 | 170000 | 3211396.3392
[15 empty] | 934.0191 | 3211396.3392 | 3211396.3392 | 3211396.3392 | 170000 | 3381396.3392 |  |  |  |  | 4332914.6784 |  |  | 6500000
ACCESSORIES
[8 empty] | Article No. | NAME | Qty |  |  | Price

## QUOTATION
sr | SN | Location | Fan Ref. (SN) | Origin | Fan Type | Speed | Smoke Rating | Item Code (Model) | Flow l/s | ESP Pa | Qty. | Unit Price € | Total Price €
1 | F-01 | 0 | FAF-A29-B02-01 | Germany | Axial Inline | Single | Ambient | AXC 710-9/20°-4-P (350) (3 kW) S IE3 | 3560 | 375 | 2 | 2136.9807 | 4273.9614
2 | F-02 | 0 | FAF-A29-B02-02 | Germany | Centrifugal Inline | Single | Ambient | MUB 042 400EV Multibox | 580 | 250 | 1 | 1018.7832 | 1018.7832
3 | F-03 | 0 | FAF-A30-B02-01 | Sweden | Inline Fan | Single | Ambient | KT 60-30-4 | 855 | 250 | 1 | 1004.3384 | 1004.3384
4 | F-04 | 0 | FAF-A35-B02-01 | Germany | Axial Inline | Single | Ambient | AXC 400-6/31°-2-P (160) (2.2 kW) S IE3 C | 2240 | 250 | 2 | 1273.6915 | 2547.3829
5 | F-05 | 0 | FAF-A35-B02-02 | Germany | Centrifugal Fan | Single | Ambient | PRF 355D4 | 1125 | 250 | 1 | 5373.4656 | 5373.4656
6 | F-06 | 0 | FAF-B30-B02-02 | Sweden | Inline Fan | Single | Ambient | K 315 L Sileo** | 340 | 125 | 1 | 280.3991 | 280.3991
7 | F-07 | 0 | FAF-B35-B02-01 | Sweden | Inline Fan | Single | Ambient | KT 60-35-4 | 1025 | 250 | 1 | 1226.1086 | 1226.1086
8 | F-08 | 0 | FAF-B35-B02-02 | Germany | Axial Inline | Single | Ambient | AXC 800-6/20°-4-PV (350) (4 kW) S IE3 A | 5800 | 375 | 2 | 2753.0089 | 5506.0178
9 | F-09 | 0 | FAF-B35-B02-03 | Germany | Axial Inline | Single | Ambient | AXC 450-6/23°-2-P (200) (2.2 kW) S IE3 | 2405 | 375 | 1 | 1415.5904 | 1415.5904
10 | F-10 | 0 | FAF-B35-B02-04 | Sweden | Inline Fan | Single | Ambient | K 315 M sileo** | 210 | 250 | 1 | 234.5156 | 234.5156
11 | F-11 | 0 | FAF-C29-B02-01 | Sweden | Inline Fan | Single | Ambient | KT 60-35-4 | 1145 | 250 | 1 | 1226.1086 | 1226.1086
12 | F-12 | 0 | FAF-C29-B02-02 | Sweden | Inline Fan | Single | Ambient | KT 60-30-4 | 725 | 250 | 1 | 1004.3384 | 1004.3384
13 | F-13 | 0 | FAF-C29-B02-03 | Germany | Axial Inline | Single | Ambient | AXC 800-6/17°-4-P (350) (4 kW) S IE3 | 4450 | 375 | 2 | 2312.0177 | 4624.0354
14 | F-14 | 0 | FAF-C29-B02-04 | Germany | Centrifugal Fan | Single | Ambient | PRF 355D4 | 785 | 250 | 1 | 5373.4656 | 5373.4656
15 | F-15 | 0 | FAF-C35-B02-01 | Sweden | Inline Fan | Single | Ambient | K 315 M sileo** | 250 | 125 | 1 | 234.5156 | 234.5156
16 | F-16 | 0 | FAF-C35-B02-03 | Germany | Axial Inline | Single | Ambient | AXC 355-6/25°-2-P (160) (1.1 kW) S IE3 | 1248 | 250 | 1 | 1190.4214 | 1190.4214
17 | F-17 | 0 | FAF-A34-B02-01 | Sweden | Inline Fan | Single | Ambient | KT 60-30-4 | 745 | 250 | 1 | 1004.3384 | 1004.3384
18 | F-18 | 0 | FAF-A30-B01-01 | Germany | Axial Inline | Single | Ambient | AXC 400-6/31°-2-P (160) (2.2 kW) S IE3 C | 2230 | 250 | 2 | 1326.3725 | 2652.745
19 | F-19 | 0 | FAF-A30-B01-02 | Germany | Centrifugal Fan | Single | Ambient | PRF 250D4 | 720 | 250 | 1 | 1716.3821 | 1716.3821
20 | F-20 | 0 | FAF-A30-B01-03 | Sweden | Inline Fan | Single | Ambient | K 315 L Sileo** | 310 | 250 | 1 | 280.3991 | 280.3991
21 | F-21 | 0 | FAF-A30-B01-04 | Sweden | Inline Fan | Single | Ambient | K 250 L sileo | 235 | 125 | 1 | 189.4818 | 189.4818
22 | F-22 | 0 | FAF-A30-B01-05 | Germany | Centrifugal Inline | Single | Ambient | MUB 042 400EV Multibox | 625 | 250 | 1 | 1018.7832 | 1018.7832
23 | F-23 | 0 | FAF-A34-B01-01 | Germany | Centrifugal Inline | Single | Ambient | MUB 042 450DV Multibox | 925 | 250 | 1 | 1137.7404 | 1137.7404
24 | F-24 | 0 | FAF-A34-B01-02 | Germany | Centrifugal Fan | Single | Ambient | PRF 250D4 | 545 | 250 | 1 | 1716.3821 | 1716.3821
25 | F-25 | 0 | FAF-A37-B01-01 | Germany | Axial Inline | Single | Ambient | AXC 400-6/23°-2-P (160) (1.5 kW) S IE3 C | 1780 | 250 | 2 | 1273.6915 | 2547.3829
26 | F-26 | 0 | FAF-A37-B01-02 | Sweden | Inline Fan | Single | Ambient | K 160 XL sileo | 155 | 125 | 1 | 145.2977 | 145.2977
27 | F-27 | 0 | FAF-A37-B01-03 | Germany | Axial Inline | Single | Ambient | AXC 355-6/25°-2-P (160) (1.1 kW) S IE3 C | 1250 | 250 | 1 | 1190.4214 | 1190.4214
28 | F-28 | 0 | FAF-B30-B01-02 | Germany | Axial Inline | Single | Ambient | AXC 710-9/20°-4-P (350) (3 kW) S IE3 C | 3570 | 375 | 2 | 2136.9807 | 4273.9614
29 | F-29 | 0 | FAF-B30-B01-03 | Germany | Centrifugal Inline | Single | Ambient | MUB 025 355EV Multibox | 520 | 125 | 1 | 848.8444 | 848.8444
30 | F-30 | 0 | FAF-B34-B01-02 | Sweden | Inline Fan | Single | Ambient | K 250 L sileo | 230 | 125 | 1 | 189.4818 | 189.4818
31 | F-31 | 0 | FAF-B34-B01-03 | Germany | Axial Inline | Single | Ambient | AXC 450-6/21°-2-P (200) (2.2 kW) S IE3 C | 2240 | 375 | 2 | 1415.5904 | 2831.1808
32 | F-32 | 0 | FAF-B37-B01-01 | Germany | Axial Inline | Single | Ambient | AXC 400-6/27°-2-P (160) (2.2 kW) S IE3 | 2005 | 250 | 1 | 1326.3725 | 1326.3725
33 | F-33 | 0 | FAF-B37-B01-02 | Germany | Axial Inline | Single | Ambient | AXC 400-6/23°-2-P (160) (1.5 kW) S IE3 C | 1780 | 250 | 2 | 1273.6915 | 2547.3829
34 | F-34 | 0 | FAF-B37-B01-03 | Germany | Centrifugal Fan | Single | Ambient | PRF 355D4 | 1035 | 250 | 1 | 5373.4656 | 5373.4656
35 | F-35 | 0 | FAF-C30-B01-01 | Germany | Axial Inline | Single | Ambient | AXC 400-6/17°-2-P (160) (1.1 kW) S IE3 C | 1400 | 250 | 2 | 1227.808 | 2455.616
36 | F-36 | 0 | FAF-C30-B01-02 | Germany | Axial Inline | Single | Ambient | AXC 355-6/25°-2-P (160) (1.1 kW) S IE3 | 1250 | 250 | 1 | 1190.4214 | 1190.4214
37 | F-37 | 0 | FAF-C34-B01-04 | Germany | Axial Inline | Single | Ambient | AXC 800-6/17°-4-P (350) (4 kW) S IE3 A | 4470 | 375 | 2 | 2312.0177 | 4624.0354
38 | F-38 | 0 | FAF-C35-B02-02 | Germany | Axial Inline | Single | Ambient | AXC 400-6/23°-2-P (160) (1.5 kW) S IE3 | 2240 | 250 | 2 | 1273.6915 | 2547.3829
39 | F-39 | 0 | FAF-C37-B01-03 | Germany | Axial Inline | Single | Ambient | AXC 500-6/26°-2-P (200) (4 kW) S IE3 C | 3560 | 375 | 2 | 1825.1429 | 3650.2859
40 | F-40 | 0 | EXF-A29-B02-01 | Sweden | Inline Fan | Single | Ambient | K 150 M Sileo | 85 | 125 | 2 | 123.2056 | 246.4113
41 | F-41 | 0 | EXF-A29-B02-02 | Germany | Wall Mounted | Single | Ambient | AW 630DV sileo Axial fan | 3390 | - | 2 | 1281.3387 | 2562.6774
42 | F-42 | 0 | EXF-A29-B02-03 | Germany | Centrifugal Inline | Single | Ambient | MUB 025 355EV Multibox | 525 | 125 | 1 | 848.8444 | 848.8444
43 | F-43 | 0 | EXF-A30-B02-01 | Sweden | Inline Fan | Single | Ambient | prio 315 | 775 | 125 | 1 | 680.605 | 680.605
44 | F-44 | 0 | EXF-A30-B02-03 | Sweden | Inline Fan | Single | Ambient | K 200 L sileo | 195 | 125 | 1 | 176.7364 | 176.7364
45 | F-45 | 0 | EXF-A35-B02-01 | Germany | Wall Mounted | Single | Ambient | AW 500E4 sileo Axial fan | 2130 | - | 2 | 661.9117 | 1323.8234
46 | F-46 | 0 | EXF-A35-B02-02 | Germany | Centrifugal Fan | Single | Ambient | PRF 355D4 | 1125 | 250 | 1 | 5373.4656 | 5373.4656
47 | F-47 | 0 | EXF-A35-B02-03 | Sweden | Inline Fan | Single | Ambient | K 100 XL sileo | 45 | 125 | 2 | 118.9572 | 237.9144
48 | F-48 | 0 | EXF-B30-B02-01 | Sweden | Inline Fan | Single | Ambient | K 150 M Sileo | 65 | 125 | 2 | 123.2056 | 246.4113
49 | F-49 | 0 | EXF-B30-B02-02 | Sweden | Inline Fan | Single | Ambient | K 315 M sileo** | 305 | 125 | 1 | 234.5156 | 234.5156
50 | F-50 | 0 | EXF-B35-B02-01 | Sweden | Inline Fan | Single | Ambient | K 315 M sileo** | 285 | 125 | 1 | 234.5156 | 234.5156
51 | F-51 | 0 | EXF-B35-B02-03 | Sweden | Inline Fan | Single | Ambient | KT 60-30-4 | 760 | 250 | 1 | 1004.3384 | 1004.3384
52 | F-52 | 0 | EXF-B35-B02-04 | Germany | Axial Inline | Single | Ambient | AXC 400-6/18°-2-P (160) (1.1 kW) S IE3 | 1420 | 250 | 1 | 1227.808 | 1227.808
53 | F-53 | 0 | EXF-B35-B02-05 | Germany | Centrifugal Inline | Single | Ambient | MUB 042 400EV Multibox | 645 | 250 | 1 | 1018.7832 | 1018.7832
54 | F-54 | 0 | EXF-B35-B02-07 | Sweden | Inline Fan | Single | Ambient | K 250 L sileo | 190 | 250 | 1 | 189.4818 | 189.4818
55 | F-55 | 0 | EXF-C29-B02-01 | Sweden | Inline Fan | Single | Ambient | KT 60-35-4 | 1040 | 250 | 1 | 1226.1086 | 1226.1086
56 | F-56 | 0 | EXF-C29-B02-02 | Germany | Wall Mounted | Single | Ambient | AW 710DV sileo Axial fan | 4230 | - | 2 | 1877.824 | 3755.648
57 | F-57 | 0 | EXF-C29-B02-03 | Germany | Centrifugal Inline | Single | Ambient | MUB 025 355DV Multibox | 655 | 125 | 1 | 892.1788 | 892.1788
58 | F-58 | 0 | EXF-C29-B02-04 | Germany | Centrifugal Fan | Single | Ambient | PRF 355D4 | 785 | 125 | 1 | 5373.4656 | 5373.4656
59 | F-59 | 0 | EXF-C35-B02-01 | Germany | Wall Mounted | Single | Ambient | AW 500E4 sileo Axial fan | 2130 | - | 2 | 661.9117 | 1323.8234
60 | F-60 | 0 | EXF-C35-B02-02 | Sweden | Inline Fan | Single | Ambient | K 200 L sileo | 225 | 125 | 1 | 176.7364 | 176.7364
61 | F-61 | 0 | EXF-C35-B02-03 | Germany | Axial Inline | Single | Ambient | AXC 355-6/23°-2-P (160) (1.1 kW) S IE3 | 1185 | 250 | 1 | 1190.4214 | 1190.4214
62 | F-62 | 0 | EXF-A34-B02-01 | Sweden | Inline Fan | Single | Ambient | prio 315 | 675 | 125 | 1 | 680.605 | 680.605
63 | F-63 | 0 | EXF-B35-B02-02 | Germany | Wall Mounted | Single | Ambient | AW 710DV sileo Axial fan | 5510 | - | 2 | 1877.824 | 3755.648
64 | F-64 | 0 | EXF-A30-B01-01 | Germany | Centrifugal Inline | Single | Ambient | MUB 042 450DV Multibox | 930 | 250 | 1 | 1137.7404 | 1137.7404
65 | F-65 | 0 | EXF-A30-B01-02 | Germany | Wall Mounted | Single | Ambient | AW 500E4 sileo Axial fan | 2120 | - | 2 | 661.9117 | 1323.8234
66 | F-66 | 0 | EXF-A30-B01-03 | Sweden | Inline Fan | Single | Ambient | KT 50-30-4** | 565 | 125 | 1 | 729.8872 | 729.8872
67 | F-67 | 0 | EXF-A30-B01-04 | Germany | Centrifugal Fan | Single | Ambient | PRF 250D4 | 720 | 250 | 1 | 1716.3821 | 1716.3821
68 | F-68 | 0 | EXF-A34-B01-01 | Sweden | Inline Fan | Single | Ambient | K 200 L sileo | 230 | 125 | 1 | 176.7364 | 176.7364
69 | F-69 | 0 | EXF-A34-B01-02 | Sweden | Inline Fan | Single | Ambient | prio 315 | 675 | 125 | 1 | 680.605 | 680.605
70 | F-70 | 0 | EXF-A34-B01-03 | Germany | Centrifugal Fan | Single | Ambient | PRF 250D4 | 545 | 125 | 1 | 1716.3821 | 1716.3821
71 | F-71 | 0 | EXF-A37-B01-02 | Germany | Wall Mounted | Single | Ambient | AW 450E4 sileo Axial fan | 1700 | - | 2 | 626.2246 | 1252.4491
72 | F-72 | 0 | EXF-A37-B01-03 | Sweden | Inline Fan | Single | Ambient | K 150 XL sileo | 140 | 125 | 1 | 145.2977 | 145.2977
73 | F-73 | 0 | EXF-A37-B01-04 | Germany | Axial Inline | Single | Ambient | AXC 355-6/23°-2-P (160) (1.1 kW) S IE3 C | 1190 | 250 | 1 | 1190.4214 | 1190.4214
74 | F-74 | 0 | EXF-A37-B01-05 | Sweden | Inline Fan | Single | Ambient | K 150 XL sileo | 140 | 125 | 2 | 145.2977 | 290.5954
75 | F-75 | 0 | EXF-B30-B01-01 | Germany | Centrifugal Inline | Single | Ambient | MUB 025 355EV Multibox | 465 | 125 | 1 | 848.8444 | 848.8444
76 | F-76 | 0 | EXF-B30-B01-03 | Sweden | Inline Fan | Single | Ambient | K 315 L Sileo** | 340 | 125 | 1 | 280.3991 | 280.3991
77 | F-77 | 0 | EXF-B30-B01-04 | Germany | Wall Mounted | Single | Ambient | AW 630DV sileo Axial fan | 3400 | - | 2 | 1281.3387 | 2562.6774
78 | F-78 | 0 | EXF-B34-B01-01 | Sweden | Inline Fan | Single | Ambient | K 200 L sileo | 205 | 125 | 1 | 176.7364 | 176.7364
79 | F-79 | 0 | EXF-B34-B01-02 | Sweden | Inline Fan | Single | Ambient | K 125 XL sileo | 60 | 125 | 2 | 119.8069 | 239.6137
80 | F-80 | 0 | EXF-B34-B01-03 | Germany | Wall Mounted | Single | Ambient | AW 500E4 sileo Axial fan | 2130 | - | 2 | 661.9117 | 1323.8234
81 | F-81 | 0 | EXF-B37-B01-01 | Sweden | Inline Fan | Single | Ambient | K 315 M sileo** | 260 | 250 | 1 | 234.5156 | 234.5156
82 | F-82 | 0 | EXF-B37-B01-02 | Germany | Wall Mounted | Single | Ambient | AW 450E4 sileo Axial fan | 1700 | - | 2 | 626.2246 | 1252.4491
83 | F-83 | 0 | EXF-B37-B01-03 | Germany | Axial Inline | Single | Ambient | AXC 400-6/20°-2-P (160) (1.5 kW) S IE3 | 1575 | 250 | 1 | 1273.6915 | 1273.6915
84 | F-84 | 0 | EXF-B37-B01-04 | Germany | Centrifugal Fan | Single | Ambient | PRF 355D4 | 1035 | 250 | 1 | 5373.4656 | 5373.4656
85 | F-85 | 0 | EXF-C30-B01-01 | Germany | Inline Fan | Single | Ambient | prio 200E2 circular duct fan | 90 | 125 | 2 | 192.8806 | 385.7611
86 | F-86 | 0 | EXF-C30-B01-02 | Germany | Axial Inline | Single | Ambient | AXC 355-6/23°-2-P (160) (1.1 kW) S IE3 C | 1190 | 250 | 1 | 1190.4214 | 1190.4214
87 | F-87 | 0 | EXF-C30-B01-03 | Germany | Wall Mounted | Single | Ambient | AW 450E4 sileo Axial fan | 1330 | - | 2 | 626.2246 | 1252.4491
88 | F-88 | 0 | EXF-C34-B01-04 | Germany | Wall Mounted | Single | Ambient | AW 710DV sileo Axial fan | 4250 | - | 2 | 1877.824 | 3755.648
89 | F-89 | 0 | EXF-C37-B01-01 | Germany | Wall Mounted | Single | Ambient | AW 630DV sileo Axial fan | 3390 | - | 2 | 1281.3387 | 2562.6774
90 | F-90 | 0 | EX.F-BS02-PARKING-01:04 | Germany | Axial Inline | Single | 300°C/2Hr | AXC 1120-12/25°-4(B)-PV (500) (37 kW) S IE3 E | 11400/17400 | 500/1165 | 4 | 14130.4131 | 56521.6522
91 | F-91 | 0 | EX.F-BS02-PARKING-05:08 | Germany | Axial Inline | Single | 300°C/2Hr | AXC 1120-12/27°-4(B)-PV (500) (45 kW) S IE3 E | 11300/17600 | 500/1213 | 4 | 15119.457 | 60477.828
92 | F-92 | 0 | EX.F-BS02-PARKING-09:12 | Germany | Axial Inline | Single | 300°C/2Hr | AXC 1250-12/20°-4(B)-PV (500) (55 kW) S IE3 E | 13400/22300 | 500/1385 | 4 | 17344.8059 | 69379.2235
93 | F-93 | 0 | EX.F-BS02-PARKING-13:16 | Germany | Axial Inline | Single | 300°C/2Hr | AXC 1250-12/18°-4(B)-PV (500) (45 kW) S IE3 E | 11200/18600 | 500/1379 | 4 | 15828.9516 | 63315.8063
94 | F-94 | 0 | EX.F-BS02-PARKING-17:20 | Germany | Axial Inline | Single | 300°C/2Hr | AXC 1120-12/26°-4(B)-PV (500) (37 kW) S IE3 E | 11000/17200 | 500/1222 | 4 | 14130.4131 | 56521.6522
95 | F-95 | 0 | EX.F-BS02-PARKING-21:24 | Germany | Axial Inline | Single | 300°C/2Hr | AXC 1250-12/20°-4(B)-PV (500) (55 kW) S IE3 E | 13800/22900 | 500/1377 | 4 | 17344.8059 | 69379.2235
96 | F-96 | 0 | EX.F-BS02-PARKING-25:28 | Germany | Axial Inline | Single | 300°C/2Hr | AXC 1250-12/20°-4(B)-PV (500) (55 kW) S IE3 E | 13900/23100 | 500/1381 | 4 | 17344.8059 | 69379.2235
97 | F-97 | 0 | EX.F-BS02-PARKING-29:32 | Germany | Axial Inline | Single | 300°C/2Hr | AXC 1250-12/25°-4(B)-PV (500) (75 kW) S IE4 E | 16100/26800 | 500/1385 | 4 | 24068.7498 | 96274.9991
98 | F-98 | 0 | EX.F-BS02-PARKING-33:36 | Germany | Axial Inline | Single | 300°C/2Hr | AXC 1250-12/26°-4(B)-PV (500) (75 kW) S IE4 E | 17000/28400 | 500/1395 | 4 | 24068.7498 | 96274.9991
99 | F-99 | 0 | EX.F-BS02-PARKING-37:40 | Germany | Axial Inline | Single | 300°C/2Hr | AXC 1120-12/31°-4(B)-PV (500) (45 kW) S IE3 E | 11600/18900 | 500/1327 | 4 | 15119.457 | 60477.828
100 | F-100 | 0 | EX.F-BS02-PARKING-41:44 | Germany | Axial Inline | Single | 300°C/2Hr | AXC 1000-10/32°-4(B)-PV (450) (30 kW) S IE3 E | 11400/15200 | 500/889 | 4 | 9842.8566 | 39371.4263
101 | F-101 | 0 | EX.F-BS02-PARKING-45:48 | Germany | Axial Inline | Single | 300°C/2Hr | AXC 1000-10/33°-4(B)-PV (450) (30 kW) S IE3 E | 11900/15800 | 500/881 | 4 | 9842.8566 | 39371.4263
102 | F-102 | 0 | EX.F-BS02-PARKING-49:52 | Germany | Axial Inline | Single | 300°C/2Hr | AXC 1000-10/30°-4(B)-PV (450) (30 kW) S IE3 E | 10800/14400 | 500/889 | 4 | 9842.8566 | 39371.4263
103 | F-103 | 0 | EX.F-BS01-PARKING-01:04 | Germany | Axial Inline | Single | 300°C/2Hr | AXC 1250-12/19°-4(B)-PV (500) (55 kW) S IE3 E | 11200/19000 | 500/1439 | 4 | 17344.8059 | 69379.2235
104 | F-104 | 0 | EX.F-BS01-PARKING-05:08 | Germany | Axial Inline | Single | 300°C/2Hr | AXC 1250-12/24°-4(B)-PV (500) (75 kW) S IE4 E | 14800/25000 | 500/1427 | 4 | 24068.7498 | 96274.9991
105 | F-105 | 0 | EX.F-BS01-PARKING-09:12 | Germany | Axial Inline | Single | 300°C/2Hr | AXC 1250-12/20°-4(B)-PV (500) (55 kW) S IE3 E | 13200/22000 | 500/1389 | 4 | 17344.8059 | 69379.2235
106 | F-106 | 0 | EX.F-BS01-PARKING-13:16 | Germany | Axial Inline | Single | 300°C/2Hr | AXC 1250-12/21°-4(B)-PV (500) (55 kW) S IE3 E | 13800/23000 | 500/1389 | 4 | 17344.8059 | 69379.2235
107 | F-107 | 0 | EX.F-BS01-PARKING-17:20 | Germany | Axial Inline | Single | 300°C/2Hr | AXC 1250-12/20°-4(B)-PV (500) (55 kW) S IE3 E | 12400/21000 | 500/1434 | 4 | 17344.8059 | 69379.2235
108 | F-108 | 0 | EX.F-BS01-PARKING-21:24 | Germany | Axial Inline | Single | 300°C/2Hr | AXC 1250-12/17°-4(B)-PV (500) (45 kW) S IE3 E | 9800/16500 | 500/1417 | 4 | 15828.9516 | 63315.8063
109 | F-109 | 0 | EX.F-BS01-PARKING-25:28 | Germany | Axial Inline | Single | 300°C/2Hr | AXC 1250-12/20°-4(B)-PV (500) (55 kW) S IE3 E | 12700/21500 | 500/1433 | 4 | 17344.8059 | 69379.2235
110 | F-110 | 0 | P.F-B01-01 | Germany | Centrifugal Inline | Single | 400°C/2Hr | MUB/F 042 450D4 | 847 | 250 | 1 | 2187.1126 | 2187.1126
111 | F-111 | 0 | P.F-B01-02 | Germany | Axial Inline | Single | 300°C/2Hr | AXC 560-9/16°-4(B)-P (250) (1.1 kW) S IE3 | 1463 | 250 | 1 | 1888.87 | 1888.87
112 | F-112 | 0 | P.F-B01-03 | Slovenia | Centrifugal Inline | Single | 400°C/2Hr | BKF 400D4-XS/F400 IE3 | 829 | 250 | 1 | 1576.1826 | 1576.1826
113 | F-113 | 0 | P.F-B01-04 | Slovenia | Centrifugal Inline | Single | 400°C/2Hr | BKF 315D4-XL/F400 IE3 | 452 | 200 | 1 | 1266.8939 | 1266.8939
114 | F-114 | 0 | P.F-B01-06 | Germany | Centrifugal Inline | Single | 400°C/2Hr | MUB/F 042 450D4 | 880 | 250 | 1 | 2187.1126 | 2187.1126
115 | F-115 | 0 | P.F-B01-07 | Slovenia | Centrifugal Inline | Single | 400°C/2Hr | BKF 400D4-XS/F400 IE3 | 828 | 250 | 1 | 1576.1826 | 1576.1826
116 | F-116 | 0 | P.F-B02-01 | Slovenia | Centrifugal Inline | Single | 400°C/2Hr | BKF 315D4-XL/F400 IE3 | 429 | 200 | 1 | 1266.8939 | 1266.8939
117 | F-117 | 0 | P.F-B02-02 | Slovenia | Centrifugal Inline | Single | 400°C/2Hr | BKF 355D4/F400 IE3 | 583 | 200 | 1 | 1363.759 | 1363.759
118 | F-118 | 0 | P.F-B02-03 | Slovenia | Centrifugal Inline | Single | 400°C/2Hr | BKF 355D6/F400 IE2 50/60Hz | 123 | 150 | 1 | 1183.6239 | 1183.6239
119 | F-119 | 0 | P.F-B02-04 | Germany | Centrifugal Inline | Single | 400°C/2Hr | MUB/F 042 450D4 | 859 | 250 | 1 | 2187.1126 | 2187.1126
120 | F-120 | 0 | P.F-B02-05 | Slovenia | Centrifugal Inline | Single | 400°C/2Hr | BKF 400D4-XS/F400 IE3 | 812 | 250 | 1 | 1576.1826 | 1576.1826
121 | F-121 | 0 | P.F-B02-06 | Slovenia | Centrifugal Inline | Single | 400°C/2Hr | BKF 315D4-XL/F400 IE3 | 227 | 200 | 1 | 1266.8939 | 1266.8939
122 | F-122 | 0 | P.F-B02-07 | Slovenia | Centrifugal Inline | Single | 400°C/2Hr | BKF 315D4-XL/F400 IE3 | 380 | 250 | 1 | 1266.8939 | 1266.8939
123 | F-123 | 0 | P.F-B02-08 | Slovenia | Centrifugal Inline | Single | 400°C/2Hr | BKF 400D4-XS/F400 IE3 | 747 | 250 | 1 | 1576.1826 | 1576.1826
124 | F-124 | 0 | P.F-B02-09 | Slovenia | Centrifugal Inline | Single | 400°C/2Hr | BKF 400D4-XS/F400 IE3 | 739 | 250 | 1 | 1576.1826 | 1576.1826
125 | F-125 | 0 | P.F-B02-10 | Slovenia | Centrifugal Inline | Single | 400°C/2Hr | BKF 315D4-XL/F400 IE3 | 223 | 200 | 1 | 1266.8939 | 1266.8939
126 | F-126 | 0 | P.F-B02-11 | Germany | Centrifugal Fan | Single | 400°C/2Hr | KBR/F 280D4 smoke extr. F400 | 96 | 200 | 1 | 1546.4433 | 1546.4433
127 | F-127 | 0 | P.F-B02-12 | Slovenia | Centrifugal Inline | Single | 400°C/2Hr | BKF 400D4-XS/F400 IE3 | 692 | 250 | 1 | 1576.1826 | 1576.1826
128 | F-128 | 0 | S.F-BS02-PARKING-01:04 | Germany | Axial Inline | Single | 300°C/2Hr | AXC 1250-12/13°-4(B)-PV (500) (37 kW) S IE3 E | 9700/14800 | 560/1304 | 4 | 14837.3586 | 59349.4342
129 | F-129 | 0 | S.F-BS02-PARKING-05:08 | Germany | Axial Inline | Single | 300°C/2Hr | AXC 1250-12/13°-4(B)-PV (500) (37 kW) S IE3 E | 9700/15000 | 560/1339 | 4 | 8996.5612 | 35986.245
130 | F-130 | 0 | S.F-BS02-PARKING-09:12 | Germany | Axial Inline | Single | 300°C/2Hr | AXC 1250-12/20°-4(B)-PV (500) (55 kW) S IE3 E | 11400/18900 | 560/1539 | 4 | 17344.8059 | 69379.2235
131 | F-131 | 0 | S.F-BS02-PARKING-13:16 | Germany | Axial Inline | Single | 300°C/2Hr | AXC 1250-12/17°-4(B)-PV (500) (45 kW) S IE3 E | 9500/14600 | 560/1549 | 4 | 15828.9516 | 63315.8063
132 | F-132 | 0 | S.F-BS02-PARKING-17:20 | Germany | Axial Inline | Single | 300°C/2Hr | AXC 1250-12/18°-4(B)-PV (500) (55 kW) S IE3 E | 9400/19500 | 560/1351 | 4 | 17344.8059 | 69379.2235
133 | F-133 | 0 | S.F-BS02-PARKING-21:24 | Germany | Axial Inline | Single | 300°C/2Hr | AXC 1250-12/21°-4(B)-PV (500) (55 kW) S IE3 E | 11700/19700 | 560/1556 | 4 | 17344.8059 | 69379.2235
134 | F-134 | 0 | S.F-BS02-PARKING-25:28 | Germany | Axial Inline | Single | 300°C/2Hr | AXC 1250-12/23°-4(B)-PV (500) (75 kW) S IE4 E | 11800/22800 | 560/1561 | 4 | 24068.7498 | 96274.9991
135 | F-135 | 0 | S.F-BS02-PARKING-29:32 | Germany | Axial Inline | Single | 300°C/2Hr | AXC 1250-12/24°-4(B)-PV (500) (75 kW) S IE4 E | 13700/24100 | 560/1551 | 4 | 24068.7498 | 96274.9991
136 | F-136 | 0 | S.F-BS02-PARKING-33:36 | Germany | Axial Inline | Single | 300°C/2Hr | AXC 1250-12/24°-4(B)-PV (500) (75 kW) S IE4 E | 14500/24500 | 560/1547 | 4 | 24068.7498 | 96274.9991
137 | F-137 | 0 | S.F-BS02-PARKING-37:40 | Germany | Axial Inline | Single | 300°C/2Hr | AXC 1250-12/17°-4(B)-PV (500) (45 kW) S IE3 E | 9900/16000 | 560/1463 | 4 | 15828.9516 | 63315.8063
138 | F-138 | 0 | S.F-BS02-PARKING-41:44 | Germany | Axial Inline | Single | 300°C/2Hr | AXC 1250-12/10°-4(B)-P (500) (30 kW) S IE3 E | 9700/13000 | 560/990 | 4 | 10209.0747 | 40836.299
139 | F-139 | 0 | S.F-BS02-PARKING-45:48 | Germany | Axial Inline | Single | 300°C/2Hr | AXC 1250-12/10°-4(B)-P (500) (30 kW) S IE3 E | 10100/13500 | 560/1000 | 4 | 10491.1732 | 41964.6927
140 | F-140 | 0 | S.F-BS02-PARKING-46:52 | Germany | Axial Inline | Single | 300°C/2Hr | AXC 1250-12/10°-4(B)-P (500) (30 kW) S IE3 E | 9200/12500 | 560/1001 | 4 | 10209.0747 | 40836.299
141 | F-141 | 0 | S.F-BS01-PARKING-01:04 | Germany | Axial Inline | Single | 300°C/2Hr | AXC 1250-12/24°-4(B)-PV (500) (75 kW) S IE4 E | 9500/24500 | 560/1588 | 4 | 24068.7498 | 96274.9991
142 | F-142 | 0 | S.F-BS01-PARKING-05:08 | Germany | Axial Inline | Single | 300°C/2Hr | AXC 1250-12/25°-4(B)-PV (500) (75 kW) S IE4 E | 12600/26000 | 560/1556 | 4 | 24068.7498 | 96274.9991
143 | F-143 | 0 | S.F-BS01-PARKING-09:12 | Germany | Axial Inline | Single | 300°C/2Hr | AXC 1250-12/20°-4(B)-PV (500) (75 kW) S IE4 E | 11200/19500 | 560/1612 | 4 | 24068.7498 | 96274.9991
144 | F-144 | 0 | S.F-BS01-PARKING-13:16 | Germany | Axial Inline | Single | 300°C/2Hr | AXC 1250-12/24°-4(B)-PV (500) (75 kW) S IE4 E | 11800/24500 | 560/1609 | 4 | 24068.7498 | 96274.9991
145 | F-145 | 0 | S.F-BS01-PARKING-17:20 | Germany | Axial Inline | Single | 300°C/2Hr | AXC 1250-12/21°-4(B)-PV (500) (75 kW) S IE4 E | 10600/21000 | 560/1615 | 4 | 24068.7498 | 96274.9991
146 | F-146 | 0 | S.F-BS01-PARKING-21:24 | Germany | Axial Inline | Single | 300°C/2Hr | AXC 1250-12/20°-4(B)-PV (500) (75 kW) S IE4 E | 8300/20500 | 560/1593 | 4 | 24068.7498 | 96274.9991
147 | F-147 | 0 | S.F-BS01-PARKING-25:28 | Germany | Axial Inline | Single | 300°C/2Hr | AXC 1250-12/19°-4(B)-PV (500) (55 kW) S IE3 E | 10800/18000 | 560/1556 | 4 | 17344.8059 | 69379.2235
148 | F-148 | 0 | PR.FAN-B35-RF-01 | Germany | Axial Inline | Single | Ambient | AXC 900-10/17°-4-P (450) (7.5 kW) S IE3 A | 7000 | 500 | 1 | 3127.724 | 3127.724
149 | F-149 | 0 | PR.FAN-B35-RF-03 | Germany | Axial Inline | Single | Ambient | AXC 900-10/17°-4-P (450) (7.5 kW) S IE3 A | 7095 | 500 | 1 | 3127.724 | 3127.724
150 | F-150 | 0 | PR.FAN-A35-RF-01 | Germany | Axial Inline | Single | Ambient | AXC 900-10/16°-4-P (450) (7.5 kW) S IE3 A | 6620 | 500 | 1 | 3127.724 | 3127.724
151 | F-151 | 0 | PR.FAN-C35-RF-01 | Germany | Axial Inline | Single | Ambient | AXC 900-10/17°-4-P (450) (7.5 kW) S IE3 A | 7085 | 500 | 1 | 3127.724 | 3127.724
152 | F-152 | 0 | PR.FAN-C35-RF-02 | Germany | Axial Inline | Single | Ambient | AXC 800-9/25°-4-PV (350) (7.5 kW) S IE3 A | 7285 | 500 | 1 | 3367.3378 | 3367.3378
153 | F-153 | 0 | PR.FAN-C35-RF-03 | Germany | Axial Inline | Single | Ambient | AXC 900-10/17°-4-P (450) (7.5 kW) S IE3 A | 7215 | 500 | 1 | 3127.724 | 3127.724
154 | F-154 | 0 | PR.FAN-A35-RF-02 | Germany | Axial Inline | Single | Ambient | AXC 900-10/16°-4-P (450) (7.5 kW) S IE3 A | 6370 | 500 | 1 | 3127.724 | 3127.724
155 | F-155 | 0 | PR.FAN-B35-RF-02 | Germany | Axial Inline | Single | Ambient | AXC 900-10/17°-4-P (450) (7.5 kW) S IE3 | 7010 | 500 | 1 | 3127.724 | 3127.724
156 | F-156 | 0 | EXF-A35-RF-01 | Sweden | Inline Fan | Single | Ambient | K 315 M sileo** | 235 | 150 | 1 | 234.5156 | 234.5156
157 | F-157 | 0 | EXF-B35-GF-01 | Germany | Wall Mounted | Single | Ambient | AW 315E4 sileo Axial fan | 510 | - | 1 | 306.7396 | 306.7396
158 | F-158 | 0 | EXF-B35-RF-01 | Sweden | Inline Fan | Single | Ambient | K 315 M sileo** | 280 | 150 | 1 | 234.5156 | 234.5156
159 | F-159 | 0 | EXF-B35-RF-02 | Sweden | Inline Fan | Single | Ambient | K 200 L sileo | 215 | 150 | 1 | 176.7364 | 176.7364
160 | F-159.1 | 0 | EXF-B35-RF-03 | Germany | Axial Inline | Single | Ambient | AXC 355-6/11°-2-P (160) (0.75 kW) S IE3 C | 690 | 150 | 1 | 1168.3294 | 1168.3294
161 | F-160 | 0 | EXF-C35-RF-01 | Sweden | Inline Fan | Single | Ambient | K 315 M sileo** | 265 | 150 | 1 | 234.5156 | 234.5156
162 | F-161 | 0 | EXF-C35-RF-02 | Sweden | Inline Fan | Single | Ambient | K 315 M sileo** | 260 | 150 | 1 | 234.5156 | 234.5156
163 | F-162 | 0 | PR.FAN-C29-RF-02 | Germany | Axial Inline | Single | Ambient | AXC 800-9/26°-4-PV (350) (7.5 kW) S IE3 | 7360 | 500 | 1 | 3367.3378 | 3367.3378
164 | F-163 | 0 | PR.FAN-B29-RF-02 | Germany | Axial Inline | Single | Ambient | AXC 900-10/17°-4-P (450) (7.5 kW) S IE3 A | 7125 | 500 | 1 | 3127.724 | 3127.724
165 | F-164 | 0 | PR.FAN-C29-RF-01 | Germany | Axial Inline | Single | Ambient | AXC 800-9/25°-4-PV (350) (7.5 kW) S IE3 A | 7255 | 500 | 1 | 3367.3378 | 3367.3378
166 | F-165 | 0 | PR.FAN-A29-RF-01 | Germany | Axial Inline | Single | Ambient | AXC 800-9/25°-4-PV (350) (7.5 kW) S IE3 A | 7260 | 500 | 1 | 3367.3378 | 3367.3378
167 | F-166 | 0 | PR.FAN-A29-L05-01 | Germany | Axial Inline | Single | Ambient | AXC 900-10/18°-4-P (450) (7.5 kW) S IE3 A | 7465 | 500 | 1 | 3127.724 | 3127.724
168 | F-167 | 0 | PR.FAN-C29-L05-01 | Germany | Axial Inline | Single | Ambient | AXC 900-10/18°-4-P (450) (7.5 kW) S IE3 A | 7460 | 500 | 1 | 3127.724 | 3127.724
169 | F-168 | 0 | PR.FAN-B29-RF-01 | Germany | Axial Inline | Single | Ambient | AXC 900-10/17°-4-P (450) (7.5 kW) S IE3 A | 6915 | 500 | 1 | 3127.724 | 3127.724
170 | F-169 | 0 | EXF-A29-GF-01 | Germany | Wall Mounted | Single | Ambient | AW 350E4 sileo Axial fan | 670 | - | 1 | 359.4206 | 359.4206
171 | F-170 | 0 | EXF-A29-RF-01 | Sweden | Inline Fan | Single | Ambient | K 315 M sileo** | 240 | 150 | 1 | 234.5156 | 234.5156
172 | F-171 | 0 | EXF-A29-L05-01 | Germany | Centrifugal Inline | Single | Ambient | MUB 042 400EV Multibox | 655 | 200 | 1 | 1018.7832 | 1018.7832
173 | F-172 | 0 | EXF-B29-RF-01 | Sweden | Inline Fan | Single | Ambient | KT 50-25-4 | 410 | 150 | 1 | 595.6356 | 595.6356
174 | F-173 | 0 | EXF-C29-RF-01 | Sweden | Inline Fan | Single | Ambient | K 315 M sileo** | 265 | 150 | 1 | 234.5156 | 234.5156
175 | F-174 | 0 | EXF-C29-L05-01 | Sweden | Inline Fan | Single | Ambient | K 250 L sileo | 220 | 150 | 1 | 189.4818 | 189.4818
176 | F-175 | 0 | EXF-A29-GR-02 | Germany | Wall Mounted | Single | Ambient | AW 450E4 sileo Axial fan | 1185 | - | 1 | 626.2246 | 626.2246
177 | F-176 | 0 | EXF-C29-4F-01 | China | Wall Mounted | Single | Ambient | AW 250E4-C | 140 | - | 1 | 295.0138 | 295.0138
178 | F-177 | 0 | FAF-A29-GR-01 | Germany | Wall Mounted | Single | Ambient | AW 450E4 sileo Axial fan | 1250 | - | 1 | 626.2246 | 626.2246
179 | F-178 | 0 | PR.FAN-A30-RF-01 | Germany | Axial Inline | Single | Ambient | AXC 800-9/26°-4-PV (350) (7.5 kW) S IE3 | 7420 | 500 | 1 | 3367.3378 | 3367.3378
180 | F-179 | 0 | PR.FAN-A30-RF-02 | Germany | Axial Inline | Single | Ambient | AXC 800-9/27°-4-PV (350) (7.5 kW) S IE3 | 7560 | 500 | 1 | 3367.3378 | 3367.3378
181 | F-180 | 0 | PR.FAN-B30-4F-01 | Germany | Axial Inline | Single | Ambient | AXC 900-10/17°-4-P (450) (7.5 kW) S IE3 | 7080 | 500 | 1 | 3127.724 | 3127.724
182 | F-181 | 0 | PR.FAN-B30-5F-01 | Germany | Axial Inline | Single | Ambient | AXC 900-10/18°-4-P (450) (7.5 kW) S IE3 A | 7365 | 500 | 1 | 3127.724 | 3127.724
183 | F-182 | 0 | PR.FAN-C30-RF-01 | Germany | Axial Inline | Single | Ambient | AXC 900-10/17°-4-P (450) (7.5 kW) S IE3 A | 6835 | 500 | 1 | 3127.724 | 3127.724
184 | F-183 | 0 | PR.FAN-C30-URF-01 | Germany | Axial Inline | Single | Ambient | AXC 900-10/17°-4-P (450) (7.5 kW) S IE3 | 7125 | 500 | 1 | 3127.724 | 3127.724
185 | F-184 | 0 | EXF-A30-LG-01 | Germany | Wall Mounted | Single | Ambient | AW 350E4 sileo Axial fan | 650 | - | 1 | 359.4206 | 359.4206
186 | F-185 | 0 | EXF-A30-RF-01 | Sweden | Inline Fan | Single | Ambient | K 315 L Sileo** | 385 | 150 | 1 | 280.3991 | 280.3991
187 | F-186 | 0 | EXF-B30-4F-01 | Sweden | Inline Fan | Single | Ambient | K 315 L Sileo** | 375 | 150 | 1 | 280.3991 | 280.3991
188 | F-187 | 0 | EXF-C30-RF-01 | Sweden | Inline Fan | Single | Ambient | K 315 M sileo** | 235 | 250 | 1 | 234.5156 | 234.5156
189 | F-188 | 0 | EXF-C30-RF-01 | Germany | Centrifugal Inline | Single | Ambient | MUB 042 400EV Multibox | 625 | 250 | 1 | 1018.7832 | 1018.7832
190 | F-189 | 0 | EXF-C30-B01-02 | Germany | Axial Inline | Single | Ambient | AXC 355-6/20°-2-P (160) (0.75 kW) S IE3 | 1185 | 100 | 1 | 1168.3294 | 1168.3294
191 | F-190 | 0 | FAF-C30-B01-02 | Germany | Axial Inline | Single | Ambient | AXC 355-6/22°-2-P (160) (1.1 kW) S IE3 C | 1250 | 125 | 1 | 1190.4214 | 1190.4214
192 | F-191 | 0 | PR.FAN-A34-RF-01 | Germany | Axial Inline | Single | Ambient | AXC 800-9/25°-4-PV (350) (7.5 kW) S IE3 A | 7279 | 500 | 1 | 3127.724 | 3127.724
193 | F-192 | 0 | PR.FAN-A34-URF-01 | Germany | Axial Inline | Single | Ambient | AXC 800-9/26°-4-PV (350) (7.5 kW) S IE3 A | 7475 | 500 | 1 | 3367.3378 | 3367.3378
194 | F-193 | 0 | PR.FAN-B34-RF-01 | Germany | Axial Inline | Single | Ambient | AXC 800-9/27°-4-PV (350) (7.5 kW) S IE3 A | 7569 | 500 | 1 | 3367.3378 | 3367.3378
195 | F-194 | 0 | PR.FAN-B34-URF-01 | Germany | Axial Inline | Single | Ambient | AXC 800-9/28°-4-PV (350) (7.5 kW) S IE3 C | 7779 | 500 | 1 | 3367.3378 | 3367.3378
196 | F-195 | 0 | PR.FAN-C34-RF-01 | Germany | Axial Inline | Single | Ambient | AXC 900-10/17°-4-P (450) (7.5 kW) S IE3 A | 7144 | 500 | 1 | 3127.724 | 3127.724
197 | F-196 | 0 | PR.FAN-C34-URF-01 | Germany | Axial Inline | Single | Ambient | AXC 900-10/17°-4-P (450) (7.5 kW) S IE3 A | 7222 | 500 | 1 | 3367.3378 | 3367.3378
198 | F-197 | 0 | EXF-A34-7F-01 | Sweden | Inline Fan | Single | Ambient | K 200 M sileo | 150 | 150 | 1 | 146.1474 | 146.1474
199 | F-198 | 0 | EXF-B34-5F-04 | Sweden | Inline Fan | Single | Ambient | K 200 M sileo | 135 | 150 | 1 | 146.1474 | 146.1474
200 | F-199 | 0 | EXF-C34-6F-01 | Sweden | Inline Fan | Single | Ambient | K 315 M sileo** | 270 | 150 | 1 | 234.5156 | 234.5156
201 | F-200 | 0 | EXF-C34-GF-01 | Germany | Wall Mounted | Single | Ambient | AW 350E4 sileo Axial fan | 600 | - | 1 | 359.4206 | 359.4206
202 | F-201 | 0 | EXF-C34-1F-01 | Germany | Wall Mounted | Single | Ambient | AW 450E4 sileo Axial fan | 1185 | - | 1 | 626.2246 | 626.2246
203 | F-202 | 0 | FAF-C34-1F-01 | Germany | Axial Inline | Single | Ambient | AXC 355-6/21°-2-P (160) (0.75 kW) S IE3 | 1250 | 100 | 1 | 1168.3294 | 1168.3294
204 | F-203 | 0 | PR.FAN-A37-RF-01 | Germany | Axial Inline | Single | Ambient | AXC 900-10/17°-4-P (450) (7.5 kW) S IE3 | 7090 | 500 | 1 | 3127.724 | 3127.724
205 | F-204 | 0 | PR.FAN-A37-URF-01 | Germany | Axial Inline | Single | Ambient | AXC 900-10/17°-4-P (450) (7.5 kW) S IE3 | 7100 | 500 | 1 | 3127.724 | 3127.724
206 | F-205 | 0 | PR.FAN-B37-RF-01 | Germany | Axial Inline | Single | Ambient | AXC 900-10/17°-4-P (450) (7.5 kW) S IE3 | 6935 | 500 | 1 | 3127.724 | 3127.724
207 | F-206 | 0 | PR.FAN-B37-URF-01 | Germany | Axial Inline | Single | Ambient | AXC 900-10/17°-4-P (450) (7.5 kW) S IE3 | 7115 | 500 | 1 | 3127.724 | 3127.724
208 | F-207 | 0 | PR.FAN-C37-RF-01 | Germany | Axial Inline | Single | Ambient | AXC 900-10/17°-4-P (450) (7.5 kW) S IE3 | 7210 | 500 | 1 | 3127.724 | 3127.724
209 | F-208 | 0 | PR.FAN-C37-URF-01 | Germany | Axial Inline | Single | Ambient | AXC 800-9/26°-4-PV (350) (7.5 kW) S IE3 | 7465 | 500 | 1 | 3367.3378 | 3367.3378
210 | F-209 | 0 | EX-FAN-A37-RF-01 | Sweden | Inline Fan | Single | Ambient | K 250 L sileo | 225 | 150 | 1 | 189.4818 | 189.4818
211 | F-209.1 | 0 | EX-FAN-A37-B01-04 | Germany | Axial Inline | Single | Ambient | AXC 355-6/20°-2-P (160) (0.75 kW) S IE3 C | 1190 | 100 | 1 | 1168.3294 | 1168.3294
212 | F-210 | 0 | EX-FAN-B37-LGF-01 | Germany | Wall Mounted | Single | Ambient | AW 350E4 sileo Axial fan | 575 | - | 1 | 359.4206 | 359.4206
213 | F-211 | 0 | EX-FAN-B37-RF-01 | Germany | Axial Inline | Single | Ambient | AXC 355-6/16°-2-P (160) (0.75 kW) S IE3 C | 845 | 250 | 1 | 1168.3294 | 1168.3294
214 | F-212 | 0 | EX-FAN-C37-RF-01 | Sweden | Inline Fan | Single | Ambient | K 315 M sileo** | 240 | 150 | 1 | 234.5156 | 234.5156
215 | F-212.1 | 0 | FA-FAN-A37-B01-03 | Germany | Axial Inline | Single | Ambient | AXC 355-6/21°-2-P (160) (0.75 kW) S IE3 | 1250 | 100 | 1 | 1168.3294 | 1168.3294
216 | F-213 | 0 | P.EX-FAN-B01-001 | Germany | Axial Inline | Single | 300°C/2Hr | AXC 1250-8/20°-4(B)-P (500) (37 kW) S IE3 E | 12990/21650 | 875 | 1 | 13155.8139 | 13155.8139
217 | F-214 | 0 | P.EX-FAN-B01-002 | Germany | Axial Inline | Single | 300°C/2Hr | AXC 1250-8/20°-4(B)-P (500) (37 kW) S IE3 E | 12990/21650 | 875 | 1 | 13155.8139 | 13155.8139
218 | F-215 | 0 | P.EX-FAN-B01-003 | Germany | Axial Inline | Single | 300°C/2Hr | AXC 1250-8/20°-4(B)-P (500) (37 kW) S IE3 E | 12990/21650 | 875 | 1 | 13155.8139 | 13155.8139
219 | F-216 | 0 | P.EX-FAN-B01-004 | Germany | Axial Inline | Single | 300°C/2Hr | AXC 1250-8/20°-4(B)-P (500) (37 kW) S IE3 E | 12990/21650 | 875 | 1 | 13155.8139 | 13155.8139
220 | F-217 | 0 | P.EX-FAN-B01-005 | Germany | Axial Inline | Single | 300°C/2Hr | AXC 1000-10/30°-4(B)-PV (450) (30 kW) S IE3 E | 9260/15434 | 825 | 1 | 9842.8566 | 9842.8566
221 | F-218 | 0 | P.EX-FAN-B01-006 | Germany | Axial Inline | Single | 300°C/2Hr | AXC 1000-10/30°-4(B)-PV (450) (30 kW) S IE3 E | 9260/15434 | 825 | 1 | 9842.8566 | 9842.8566
222 | F-219 | 0 | P.EX-FAN-B01-007 | Germany | Axial Inline | Single | 300°C/2Hr | AXC 1000-10/30°-4(B)-PV (450) (30 kW) S IE3 E | 9260/15434 | 825 | 1 | 9842.8566 | 9842.8566
223 | F-220 | 0 | P.EX-FAN-B01-008 | Germany | Axial Inline | Single | 300°C/2Hr | AXC 1000-10/30°-4(B)-PV (450) (30 kW) S IE3 E | 9260/15434 | 825 | 1 | 9842.8566 | 9842.8566
224 | F-221 | 0 | P.EX-FAN-B01-009 | Germany | Axial Inline | Single | 300°C/2Hr | AXC 1000-10/33°-4(B)-PV (450) (30 kW) S IE3 E | 9625/16041 | 875 | 1 | 9842.8566 | 9842.8566
225 | F-222 | 0 | P.EX-FAN-B01-010 | Germany | Axial Inline | Single | 300°C/2Hr | AXC 1000-10/33°-4(B)-PV (450) (30 kW) S IE3 E | 9625/16041 | 875 | 1 | 9842.8566 | 9842.8566
226 | F-223 | 0 | P.EX-FAN-B01-011 | Germany | Axial Inline | Single | 300°C/2Hr | AXC 1000-10/33°-4(B)-PV (450) (30 kW) S IE3 E | 9625/16041 | 875 | 1 | 9842.8566 | 9842.8566
227 | F-224 | 0 | P.EX-FAN-B01-012 | Germany | Axial Inline | Single | 300°C/2Hr | AXC 1000-10/33°-4(B)-PV (450) (30 kW) S IE3 E | 9625/16041 | 875 | 1 | 9842.8566 | 9842.8566
228 | F-225 | 0 | P.EX-FAN-B02-001 | Germany | Axial Inline | Single | 300°C/2Hr | AXC 1250-8/16°-4(B)-PV (500) (30 kW) S IE3 E | 11798/19663 | 875 | 1 | 11643.3584 | 11643.3584
229 | F-226 | 0 | P.EX-FAN-B02-002 | Germany | Axial Inline | Single | 300°C/2Hr | AXC 1250-8/16°-4(B)-PV (500) (30 kW) S IE3 E | 11798/19663 | 875 | 1 | 11643.3584 | 11643.3584
230 | F-227 | 0 | P.EX-FAN-B02-003 | Germany | Axial Inline | Single | 300°C/2Hr | AXC 1250-8/16°-4(B)-PV (500) (30 kW) S IE3 E | 11798/19663 | 875 | 1 | 11643.3584 | 11643.3584
231 | F-228 | 0 | P.EX-FAN-B02-004 | Germany | Axial Inline | Single | 300°C/2Hr | AXC 1250-8/16°-4(B)-PV (500) (30 kW) S IE3 E | 11798/19663 | 875 | 1 | 11643.3584 | 11643.3584
232 | F-229 | 0 | P.EX-FAN-B02-005 | Germany | Axial Inline | Single | 300°C/2Hr | AXC 1250-8/16°-4(B)-P (500) (30 kW) S IE3 E | 11909/19848 | 775 | 1 | 10084.1697 | 10084.1697
233 | F-230 | 0 | P.EX-FAN-B02-006 | Germany | Axial Inline | Single | 300°C/2Hr | AXC 1250-8/16°-4(B)-P (500) (30 kW) S IE3 E | 11909/19848 | 775 | 1 | 10084.1697 | 10084.1697
234 | F-231 | 0 | P.EX-FAN-B02-007 | Germany | Axial Inline | Single | 300°C/2Hr | AXC 1250-8/16°-4(B)-P (500) (30 kW) S IE3 E | 11909/19848 | 775 | 1 | 10084.1697 | 10084.1697
235 | F-232 | 0 | P.EX-FAN-B02-008 | Germany | Axial Inline | Single | 300°C/2Hr | AXC 1250-8/16°-4(B)-P (500) (30 kW) S IE3 E | 11909/19848 | 775 | 1 | 10084.1697 | 10084.1697
236 | F-233 | 0 | P.EX-FAN-B02-009 | Germany | Axial Inline | Single | 300°C/2Hr | AXC 1250-8/16°-4(B)-PV (500) (30 kW) S IE3 E | 11810/19681 | 875 | 1 | 11643.3584 | 11643.3584
237 | F-234 | 0 | P.EX-FAN-B02-010 | Germany | Axial Inline | Single | 300°C/2Hr | AXC 1250-8/16°-4(B)-PV (500) (30 kW) S IE3 E | 11810/19681 | 875 | 1 | 11643.3584 | 11643.3584
238 | F-235 | 0 | P.EX-FAN-B02-011 | Germany | Axial Inline | Single | 300°C/2Hr | AXC 1250-8/16°-4(B)-PV (500) (30 kW) S IE3 E | 11810/19681 | 875 | 1 | 11643.3584 | 11643.3584
239 | F-236 | 0 | P.EX-FAN-B02-012 | Germany | Axial Inline | Single | 300°C/2Hr | AXC 1250-8/16°-4(B)-PV (500) (30 kW) S IE3 E | 11810/19681 | 875 | 1 | 11643.3584 | 11643.3584
240 | F-237 | 0 | P.EX-FAN-B02-013 | Germany | Axial Inline | Single | 300°C/2Hr | AXC 1250-8/15°-4(B)-PV (500) (30 kW) S IE3 E | 10838/18065 | 925 | 1 | 11643.3584 | 11643.3584
241 | F-238 | 0 | P.EX-FAN-B02-014 | Germany | Axial Inline | Single | 300°C/2Hr | AXC 1250-8/15°-4(B)-PV (500) (30 kW) S IE3 E | 10838/18065 | 925 | 1 | 11643.3584 | 11643.3584
242 | F-239 | 0 | P.EX-FAN-B02-015 | Germany | Axial Inline | Single | 300°C/2Hr | AXC 1250-8/15°-4(B)-PV (500) (30 kW) S IE3 E | 10838/18065 | 925 | 1 | 11643.3584 | 11643.3584
243 | F-240 | 0 | P.EX-FAN-B02-016 | Germany | Axial Inline | Single | 300°C/2Hr | AXC 1250-8/15°-4(B)-PV (500) (30 kW) S IE3 E | 10838/18065 | 925 | 1 | 11643.3584 | 11643.3584
244 | F-241 | 0 | P.EX-FAN-B02-017 | Germany | Axial Inline | Single | 300°C/2Hr | AXC 1250-8/16°-4(B)-P (500) (30 kW) S IE3 E | 12020/20033 | 800 | 1 | 10084.1697 | 10084.1697
245 | F-242 | 0 | P.EX-FAN-B02-018 | Germany | Axial Inline | Single | 300°C/2Hr | AXC 1250-8/16°-4(B)-P (500) (30 kW) S IE3 E | 12020/20033 | 800 | 1 | 10084.1697 | 10084.1697
246 | F-243 | 0 | P.EX-FAN-B02-019 | Germany | Axial Inline | Single | 300°C/2Hr | AXC 1250-8/16°-4(B)-P (500) (30 kW) S IE3 E | 12020/20033 | 800 | 1 | 10084.1697 | 10084.1697
247 | F-244 | 0 | P.EX-FAN-B02-020 | Germany | Axial Inline | Single | 300°C/2Hr | AXC 1250-8/16°-4(B)-P (500) (30 kW) S IE3 E | 12020/20033 | 800 | 1 | 10084.1697 | 10084.1697
248 | F-245 | 0 | P.EX-FAN-B02-021 | Germany | Axial Inline | Single | 300°C/2Hr | AXC 1000-10/34°-4(B)-PV (450) (30 kW) S IE3 E | 10994/18323 | 750 | 1 | 9842.8566 | 9842.8566
249 | F-246 | 0 | P.EX-FAN-B02-022 | Germany | Axial Inline | Single | 300°C/2Hr | AXC 1000-10/34°-4(B)-PV (450) (30 kW) S IE3 E | 10994/18323 | 750 | 1 | 9842.8566 | 9842.8566
250 | F-247 | 0 | P.EX-FAN-B02-023 | Germany | Axial Inline | Single | 300°C/2Hr | AXC 1000-10/34°-4(B)-PV (450) (30 kW) S IE3 E | 10994/18323 | 750 | 1 | 9842.8566 | 9842.8566
251 | F-248 | 0 | P.EX-FAN-B02-024 | Germany | Axial Inline | Single | 300°C/2Hr | AXC 1000-10/34°-4(B)-PV (450) (30 kW) S IE3 E | 10994/18323 | 750 | 1 | 9842.8566 | 9842.8566
252 | F-249 | 0 | P.EX-FAN-B02-025 | Germany | Axial Inline | Single | 300°C/2Hr | AXC 1250-8/16°-4(B)-P (500) (30 kW) S IE3 E | 12886/17893 | 875 | 1 | 10084.1697 | 10084.1697
253 | F-250 | 0 | P.EX-FAN-B02-026 | Germany | Axial Inline | Single | 300°C/2Hr | AXC 1250-8/16°-4(B)-P (500) (30 kW) S IE3 E | 12886/17893 | 875 | 1 | 10084.1697 | 10084.1697
254 | F-251 | 0 | P.EX-FAN-B02-027 | Germany | Axial Inline | Single | 300°C/2Hr | AXC 1250-8/16°-4(B)-P (500) (30 kW) S IE3 E | 12886/17893 | 875 | 1 | 10084.1697 | 10084.1697
255 | F-252 | 0 | P.EX-FAN-B02-028 | Germany | Axial Inline | Single | 300°C/2Hr | AXC 1250-8/20°-4(B)-P (500) (37 kW) S IE3 E | 15736/21560 | 875 | 1 | 13155.8139 | 13155.8139
256 | F-253 | 0 | P.EX-FAN-B02-029 | Germany | Axial Inline | Single | 300°C/2Hr | AXC 1250-8/20°-4(B)-P (500) (37 kW) S IE3 E | 15736/21560 | 875 | 1 | 13155.8139 | 13155.8139
257 | F-254 | 0 | P.EX-FAN-B02-030 | Germany | Axial Inline | Single | 300°C/2Hr | AXC 1250-8/20°-4(B)-P (500) (37 kW) S IE3 E | 15736/21560 | 875 | 1 | 13155.8139 | 13155.8139
258 | F-255 | 0 | P.EX-FAN-B02-031 | Germany | Axial Inline | Single | 300°C/2Hr | AXC 1250-8/16°-4(B)-P (500) (30 kW) S IE3 E | 14757/20218 | 775 | 1 | 10084.1697 | 10084.1697
259 | F-256 | 0 | P.EX-FAN-B02-032 | Germany | Axial Inline | Single | 300°C/2Hr | AXC 1250-8/16°-4(B)-P (500) (30 kW) S IE3 E | 14757/20218 | 775 | 1 | 10084.1697 | 10084.1697
260 | F-257 | 0 | P.EX-FAN-B02-033 | Germany | Axial Inline | Single | 300°C/2Hr | AXC 1250-8/16°-4(B)-P (500) (30 kW) S IE3 E | 14757/20218 | 775 | 1 | 10084.1697 | 10084.1697
261 | F-258 | 0 | P.EX-FAN-B02-034 | Germany | Axial Inline | Single | 300°C/2Hr | AXC 1250-8/17°-4(B)-PV (500) (37 kW) S IE3 E | 14877/20382 | 875 | 1 | 14712.4535 | 14712.4535
262 | F-259 | 0 | P.EX-FAN-B02-035 | Germany | Axial Inline | Single | 300°C/2Hr | AXC 1250-8/17°-4(B)-PV (500) (37 kW) S IE3 E | 14877/20382 | 875 | 1 | 13155.8139 | 13155.8139
263 | F-260 | 0 | P.EX-FAN-B02-036 | Germany | Axial Inline | Single | 300°C/2Hr | AXC 1250-8/17°-4(B)-PV (500) (37 kW) S IE3 E | 14877/20382 | 875 | 1 | 13155.8139 | 13155.8139
264 | F-261 | 0 | P.FR-FAN-B01-001 | Germany | Axial Inline | Single | 300°C/2Hr | AXC 1250-8/14°-4(B)-P (500) (30 kW) S IE3 | 11041/18403 | 750 | 1 | 10084.1697 | 10084.1697
265 | F-262 | 0 | P.FR-FAN-B01-002 | Germany | Axial Inline | Single | 300°C/2Hr | AXC 1250-8/14°-4(B)-P (500) (30 kW) S IE3 | 11041/18403 | 750 | 1 | 10084.1697 | 10084.1697
266 | F-263 | 0 | P.FR-FAN-B01-003 | Germany | Axial Inline | Single | 300°C/2Hr | AXC 1250-8/14°-4(B)-P (500) (30 kW) S IE3 | 11041/18403 | 750 | 1 | 10084.1697 | 10084.1697
| F-264 | 0 | P.FR-FAN-B01-004 | Germany | Axial Inline | Single | 300°C/2Hr | AXC 1250-8/14°-4(B)-P (500) (30 kW) S IE3 | 11041/18403 | 750 | 1 | 10084.1697 | 10084.1697
| F-265 | 0 | P.FR-FAN-B01-005 | Germany | Axial Inline | Single | 300°C/2Hr | AXC 1000-10/23°-4(B)-PV (450) (18.5 kW) S IE3 E | 7872/13119 | 750 | 1 | 8332.9501 | 8332.9501
| F-266 | 0 | P.FR-FAN-B01-006 | Germany | Axial Inline | Single | 300°C/2Hr | AXC 1000-10/23°-4(B)-PV (450) (18.5 kW) S IE3 E | 7872/13119 | 750 | 1 | 8332.9501 | 8332.9501
| F-267 | 0 | P.FR-FAN-B01-007 | Germany | Axial Inline | Single | 300°C/2Hr | AXC 1000-10/23°-4(B)-PV (450) (18.5 kW) S IE3 E | 7872/13119 | 750 | 1 | 8332.9501 | 8332.9501
| F-268 | 0 | P.FR-FAN-B01-008 | Germany | Axial Inline | Single | 300°C/2Hr | AXC 1000-10/23°-4(B)-PV (450) (18.5 kW) S IE3 E | 7872/13119 | 750 | 1 | 8332.9501 | 8332.9501
| F-269 | 0 | P.FR-FAN-B01-009 | Germany | Axial Inline | Single | 300°C/2Hr | AXC 1250-8/15°-4(B)-P (500) (30 kW) S IE3 E | 12272/20453 | 650 | 1 | 10084.1697 | 10084.1697
| F-270 | 0 | P.FR-FAN-B01-010 | Germany | Axial Inline | Single | 300°C/2Hr | AXC 1250-8/15°-4(B)-P (500) (30 kW) S IE3 E | 12272/20453 | 650 | 1 | 10084.1697 | 10084.1697
| F-271 | 0 | P.FR-FAN-B01-011 | Germany | Axial Inline | Single | 300°C/2Hr | AXC 1250-8/15°-4(B)-P (500) (30 kW) S IE3 E | 12272/20453 | 650 | 1 | 10084.1697 | 10084.1697
| F-272 | 0 | P.FR-FAN-B02-001 | Germany | Axial Inline | Single | 300°C/2Hr | AXC 1000-10/32°-4(B)-PV (450) (30 kW) S IE3 E | 10028/16713 | 800 | 1 | 9842.8566 | 9842.8566
| F-273 | 0 | P.FR-FAN-B02-002 | Germany | Axial Inline | Single | 300°C/2Hr | AXC 1000-10/32°-4(B)-PV (450) (30 kW) S IE3 E | 10028/16713 | 800 | 1 | 9842.8566 | 9842.8566
| F-274 | 0 | P.FR-FAN-B02-003 | Germany | Axial Inline | Single | 300°C/2Hr | AXC 1000-10/32°-4(B)-PV (450) (30 kW) S IE3 E | 10028/16713 | 800 | 1 | 9842.8566 | 9842.8566
| F-275 | 0 | P.FR-FAN-B02-004 | Germany | Axial Inline | Single | 300°C/2Hr | AXC 1000-10/32°-4(B)-PV (450) (30 kW) S IE3 E | 10028/16713 | 800 | 1 | 9842.8566 | 9842.8566
| F-276 | 0 | P.FR-FAN-B02-005 | Germany | Axial Inline | Single | 300°C/2Hr | AXC 1250-12/11°-4(B)-P (500) (30 kW) S IE3 | 10123/16871 | 875 | 1 | 10209.0747 | 10209.0747
| F-277 | 0 | P.FR-FAN-B02-006 | Germany | Axial Inline | Single | 300°C/2Hr | AXC 1250-12/11°-4(B)-P (500) (30 kW) S IE3 | 10123/16895 | 875 | 1 | 10209.0747 | 10209.0747
| F-278 | 0 | P.FR-FAN-B02-007 | Germany | Axial Inline | Single | 300°C/2Hr | AXC 1250-12/11°-4(B)-P (500) (30 kW) S IE3 | 10123/16895 | 875 | 1 | 10209.0747 | 10209.0747
| F-279 | 0 | P.FR-FAN-B02-008 | Germany | Axial Inline | Single | 300°C/2Hr | AXC 1250-12/11°-4(B)-P (500) (30 kW) S IE3 | 10123/16895 | 875 | 1 | 10209.0747 | 10209.0747
| F-280 | 0 | P.FR-FAN-B02-009 | Germany | Axial Inline | Single | 300°C/2Hr | AXC 1000-10/32°-4(B)-PV (450) (30 kW) S IE3 E | 10038/16730 | 775 | 1 | 10084.1697 | 10084.1697
| F-281 | 0 | P.FR-FAN-B02-010 | Germany | Axial Inline | Single | 300°C/2Hr | AXC 1000-10/32°-4(B)-PV (450) (30 kW) S IE3 E | 10038/16730 | 775 | 1 | 10084.1697 | 10084.1697
| F-282 | 0 | P.FR-FAN-B02-011 | Germany | Axial Inline | Single | 300°C/2Hr | AXC 1000-10/32°-4(B)-PV (450) (30 kW) S IE3 E | 10038/16730 | 775 | 1 | 10084.1697 | 10084.1697
| F-283 | 0 | P.FR-FAN-B02-012 | Germany | Axial Inline | Single | 300°C/2Hr | AXC 1000-10/32°-4(B)-PV (450) (30 kW) S IE3 E | 10038/16730 | 775 | 1 | 10084.1697 | 10084.1697
| F-284 | 0 | P.FR-FAN-B02-013 | Germany | Axial Inline | Single | 300°C/2Hr | AXC 1000-10/33°-4(B)-PV (450) (30 kW) S IE3 E | 9212/15354 | 900 | 1 | 9842.8566 | 9842.8566
| F-285 | 0 | P.FR-FAN-B02-014 | Germany | Axial Inline | Single | 300°C/2Hr | AXC 1000-10/33°-4(B)-PV (450) (30 kW) S IE3 E | 9212/15354 | 900 | 1 | 9842.8566 | 9842.8566
| F-286 | 0 | P.FR-FAN-B02-015 | Germany | Axial Inline | Single | 300°C/2Hr | AXC 1000-10/33°-4(B)-PV (450) (30 kW) S IE3 E | 9212/15354 | 900 | 1 | 9842.8566 | 9842.8566
| F-287 | 0 | P.FR-FAN-B02-016 | Germany | Axial Inline | Single | 300°C/2Hr | AXC 1000-10/33°-4(B)-PV (450) (30 kW) S IE3 E | 9212/15354 | 900 | 1 | 9842.8566 | 9842.8566
| F-288 | 0 | P.FR-FAN-B02-017 | Germany | Axial Inline | Single | 300°C/2Hr | AXC 1250-8/14°-4(B)-PV (500) (30 kW) S IE3 E | 10217/17027 | 925 | 1 | 11643.3584 | 11643.3584
| F-289 | 0 | P.FR-FAN-B02-018 | Germany | Axial Inline | Single | 300°C/2Hr | AXC 1250-8/14°-4(B)-PV (500) (30 kW) S IE3 E | 10217/17027 | 925 | 1 | 11643.3584 | 11643.3584
| F-290 | 0 | P.FR-FAN-B02-019 | Germany | Axial Inline | Single | 300°C/2Hr | AXC 1250-8/14°-4(B)-PV (500) (30 kW) S IE3 E | 10217/17027 | 925 | 1 | 11643.3584 | 11643.3584
| F-291 | 0 | P.FR-FAN-B02-020 | Germany | Axial Inline | Single | 300°C/2Hr | AXC 1250-8/14°-4(B)-PV (500) (30 kW) S IE3 E | 10217/17027 | 925 | 1 | 11643.3584 | 11643.3584
| F-292 | 0 | P.FR-FAN-B02-021 | Germany | Axial Inline | Single | 300°C/2Hr | AXC 1000-10/29°-4(B)-P (450) (22 kW) S IE3 E | 9345/15574 | 625 | 1 | 7701.6274 | 7701.6274
| F-293 | 0 | P.FR-FAN-B02-022 | Germany | Axial Inline | Single | 300°C/2Hr | AXC 1000-10/29°-4(B)-P (450) (22 kW) S IE3 E | 9345/15574 | 625 | 1 | 7701.6274 | 7701.6274
| F-294 | 0 | P.FR-FAN-B02-023 | Germany | Axial Inline | Single | 300°C/2Hr | AXC 1000-10/29°-4(B)-P (450) (22 kW) S IE3 E | 9345/15574 | 625 | 1 | 7701.6274 | 7701.6274
| F-295 | 0 | P.FR-FAN-B02-024 | Germany | Axial Inline | Single | 300°C/2Hr | AXC 1000-10/29°-4(B)-P (450) (22 kW) S IE3 E | 9345/15574 | 625 | 1 | 7701.6274 | 7701.6274
| F-296 | 0 | P.FR-FAN-B02-025 | Germany | Axial Inline | Single | 300°C/2Hr | AXC 1000-10/27°-4(B)-PV (450) (22 kW) S IE3 E | 10953/15210 | 750 | 1 | 8756.0978 | 8756.0978
| F-297 | 0 | P.FR-FAN-B02-026 | Germany | Axial Inline | Single | 300°C/2Hr | AXC 1000-10/27°-4(B)-PV (450) (22 kW) S IE3 E | 10953/15210 | 750 | 1 | 8756.0978 | 8756.0978
| F-298 | 0 | P.FR-FAN-B02-027 | Germany | Axial Inline | Single | 300°C/2Hr | AXC 1000-10/27°-4(B)-PV (450) (22 kW) S IE3 E | 10953/15210 | 750 | 1 | 8756.0978 | 8756.0978
| F-299 | 0 | P.FR-FAN-B02-028 | Germany | Axial Inline | Single | 300°C/2Hr | AXC 1000-10/34°-4(B)-PV (450) (30 kW) S IE3 E | 13375/18325 | 750 | 1 | 9842.8566 | 9842.8566
| F-300 | 0 | P.FR-FAN-B02-029 | Germany | Axial Inline | Single | 300°C/2Hr | AXC 1000-10/34°-4(B)-PV (450) (30 kW) S IE3 E | 13375/18325 | 750 | 1 | 9842.8566 | 9842.8566
| F-301 | 0 | P.FR-FAN-B02-030 | Germany | Axial Inline | Single | 300°C/2Hr | AXC 1000-10/34°-4(B)-PV (450) (30 kW) S IE3 E | 13375/18325 | 750 | 1 | 9842.8566 | 9842.8566
| F-302 | 0 | P.FR-FAN-B02-031 | Germany | Axial Inline | Single | 300°C/2Hr | AXC 1250-8/15°-4(B)-P (500) (30 kW) S IE3 E | 12544/17185 | 875 | 1 | 10084.1697 | 10084.1697
| F-303 | 0 | P.FR-FAN-B02-032 | Germany | Axial Inline | Single | 300°C/2Hr | AXC 1250-8/15°-4(B)-P (500) (30 kW) S IE3 E | 12544/17185 | 875 | 1 | 10084.1697 | 10084.1697
| F-304 | 0 | P.FR-FAN-B02-033 | Germany | Axial Inline | Single | 300°C/2Hr | AXC 1250-8/15°-4(B)-P (500) (30 kW) S IE3 E | 12544/17185 | 875 | 1 | 10084.1697 | 10084.1697
| F-305 | 0 | P.FR-FAN-B02-034 | Germany | Axial Inline | Single | 300°C/2Hr | AXC 1000-10/32°-4(B)-PV (450) (30 kW) S IE3 E | 12645/17325 | 750 | 1 | 9842.8566 | 9842.8566
| F-306 | 0 | P.FR-FAN-B02-035 | Germany | Axial Inline | Single | 300°C/2Hr | AXC 1000-10/32°-4(B)-PV (450) (30 kW) S IE3 E | 12645/17325 | 750 | 1 | 9842.8566 | 9842.8566
| F-307 | 0 | P.FR-FAN-B02-036 | Germany | Axial Inline | Single | 300°C/2Hr | AXC 1000-10/32°-4(B)-PV (450) (30 kW) S IE3 E | 12645/17325 | 750 | 1 | 9842.8566 | 9842.8566
| F-308 | 0 | EX.FAN-GR-01 | China | Wall Mounted | Single | Ambient | AW 300E4-C | 300 | - | 1 | 360.2703 | 360.2703
| F-309 | 0 | EX.FAN-GR-02 | Germany | Wall Mounted | Single | Ambient | AW 315E4 sileo Axial fan | 440 | - | 1 | 306.7396 | 306.7396
| F-310 | 0 | EX.FAN-B01-01 | Germany | Wall Mounted | Single | Ambient | AW 560E4 sileo Axial fan | 2400 | - | 1 | 1078.2618 | 1078.2618
| F-311 | 0 | EX.FAN-B01-02 | Germany | Wall Mounted | Single | Ambient | AW 560E4 sileo Axial fan | 2400 | - | 1 | 1078.2618 | 1078.2618
| F-312 | 0 | EX.FAN-B01-03 | Germany | Wall Mounted | Single | Ambient | AW 560E4 sileo Axial fan | 2400 | - | 1 | 1078.2618 | 1078.2618
| F-313 | 0 | EX.FAN-B01-04 | Germany | Wall Mounted | Single | Ambient | AW 560E4 sileo Axial fan | 2400 | - | 1 | 1078.2618 | 1078.2618
| F-314 | 0 | EX.FAN-B01-05 | Sweden | Inline Fan | Single | Ambient | K 200 L sileo | 125 | 375 | 1 | 176.7364 | 176.7364
| F-315 | 0 | EX.FAN-B01-06 | Sweden | Inline Fan | Single | Ambient | K 200 L sileo | 125 | 375 | 1 | 176.7364 | 176.7364
| F-316 | 0 | EX.FAN-B01-07 | Germany | Centrifugal Inline | Single | Ambient | MUB 042 450DV Multibox | 300 | 500 | 1 | 1137.7404 | 1137.7404
| F-317 | 0 | EX.FAN-B01-08 | Germany | Centrifugal Inline | Single | Ambient | MUB 042 500D4 Multibox | 1190 | 500 | 1 | 1519.2531 | 1519.2531
| F-318 | 0 | EX.FAN-B01-09 | Germany | Centrifugal Inline | Single | Ambient | MUB 042 500D4 Multibox | 1080 | 500 | 1 | 1226.1086 | 1226.1086
| F-319 | 0 | EX.FAN-B01-10 | Sweden | Inline Fan | Single | Ambient | K 315 M sileo** | 110 | 500 | 1 | 234.5156 | 234.5156
| F-320 | 0 | EX.FAN-B02-01 | Germany | Axial Inline | Single | Ambient | AXC 500-6/18°-2-P (200) (3 kW) S IE3 C | 2385 | 500 | 1 | 1737.6245 | 1737.6245
| F-321 | 0 | EX.FAN-B02-02 | Germany | Centrifugal Inline | Single | Ambient | MUB 042 500D4 Multibox | 1145 | 500 | 1 | 1519.2531 | 1519.2531
| F-322 | 0 | EX.FAN-B02-03 | Germany | Centrifugal Inline | Single | Ambient | MUB 042 500D4 Multibox | 1006 | 500 | 1 | 1519.2531 | 1519.2531
| F-323 | 0 | EX.FAN-B02-04 | Germany | Centrifugal Inline | Single | Ambient | MUB 042 450DV Multibox | 180 | 500 | 1 | 1137.7404 | 1137.7404
| F-324 | 0 | EX.FAN-B02-05 | Germany | Centrifugal Inline | Single | Ambient | MUB 042 500D4 Multibox | 880 | 500 | 1 | 1519.2531 | 1519.2531
| F-325 | 0 | EX.FAN-B02-06 | Germany | Centrifugal Inline | Single | Ambient | MUB 042 450DV Multibox | 200 | 500 | 1 | 1137.7404 | 1137.7404
| F-326 | 0 | EX.FAN-B02-07 | Sweden | Inline Fan | Single | Ambient | KT 60-35-4 | 630 | 500 | 1 | 1226.1086 | 1226.1086
| F-327 | 0 | EX.FAN-B02-09 | Germany | Centrifugal Inline | Single | Ambient | MUB 042 450DV Multibox | 255 | 500 | 1 | 1137.7404 | 1137.7404
| F-328 | 0 | EX.FAN-B02-10 | Sweden | Inline Fan | Single | Ambient | KT 60-35-4 | 565 | 500 | 1 | 1226.1086 | 1226.1086
| F-329 | 0 | EX.FAN-B02-13 | Sweden | Inline Fan | Single | Ambient | K 315 M sileo** | 60 | 500 | 1 | 234.5156 | 234.5156
| F-330 | 0 | EX.FAN-B02-14 | Sweden | Inline Fan | Single | Ambient | K 315 M sileo** | 60 | 500 | 1 | 234.5156 | 234.5156
| F-331 | 0 | EX.FAN-B02-15 | Sweden | Inline Fan | Single | Ambient | K 315 M sileo** | 100 | 500 | 1 | 234.5156 | 234.5156
| F-332 | 0 | EX.FAN-B02-16 | Sweden | Inline Fan | Single | Ambient | K 315 M sileo** | 100 | 500 | 1 | 234.5156 | 234.5156
| F-333 | 0 | EX.FAN-B02-17 | Germany | Wall Mounted | Single | Ambient | AW 450E4 sileo Axial fan | 1140 | - | 1 | 626.2246 | 626.2246
| F-334 | 0 | EX.FAN-B02-18 | Germany | Wall Mounted | Single | Ambient | AW 400E4 sileo Axial fan | 835 | - | 1 | 412.1016 | 412.1016
| F-335 | 0 | EX.FAN-B02-19 | Germany | Wall Mounted | Single | Ambient | AW 560E4 sileo Axial fan | 2400 | - | 1 | 1078.2618 | 1078.2618
| F-336 | 0 | EX.FAN-B02-20 | Germany | Wall Mounted | Single | Ambient | AW 710DV sileo Axial fan | 5400 | - | 1 | 1877.824 | 1877.824
| F-337 | 0 | EX.FAN-B02-21 | Germany | Wall Mounted | Single | Ambient | AW 560E4 sileo Axial fan | 2400 | - | 1 | 1078.2618 | 1078.2618
| F-338 | 0 | EX.FAN-B02-22 | Germany | Wall Mounted | Single | Ambient | AW 560E4 sileo Axial fan | 2400 | - | 1 | 1078.2618 | 1078.2618
| F-339 | 0 | EX.FAN-B02-23 | Germany | Wall Mounted | Single | Ambient | AW 560E4 sileo Axial fan | 2400 | - | 1 | 1078.2618 | 1078.2618
| F-340 | 0 | EX.FAN-B02-24 | Germany | Axial Inline | Single | Ambient | AXC 400-6/30°-2-P (160) (2.2 kW) S IE3 C | 2400 | 100 | 1 | 1326.3725 | 1326.3725
| F-341 | 0 | EX.FAN-B02-25 | Germany | Centrifugal Inline | Single | Ambient | MUB 042 450DV Multibox | 260 | 500 | 1 | 1137.7404 | 1137.7404
| F-342 | 0 | EX.FAN-B02-26 | Germany | Centrifugal Inline | Single | Ambient | MUB 042 450DV Multibox | 325 | 500 | 1 | 1137.7404 | 1137.7404
| F-343 | 0 | EX.FAN-B02-28 | Germany | Axial Inline | Single | Ambient | AXC 355-6/11°-2-P (160) (0.75 kW) S IE3 C | 750 | 100 | 1 | 1168.3294 | 1168.3294
| F-344 | 0 | EX.FAN-B02-29 | Germany | Axial Inline | Single | Ambient | AXC 355-6/11°-2-P (160) (0.75 kW) S IE3 C | 750 | 100 | 1 | 1168.3294 | 1168.3294
| F-345 | 0 | EX.FAN-B02-30 | Sweden | Inline Fan | Single | Ambient | KT 60-30-4 | 605 | 375 | 1 | 1004.3384 | 1004.3384
| F-346 | 0 | EX.FAN-B02-31 | Sweden | Inline Fan | Single | Ambient | K 200 L sileo | 105 | 375 | 1 | 176.7364 | 176.7364
| F-347 | 0 | FA.FAN-GR-01 | China | Wall Mounted | Single | Ambient | AW 300E4-C | 335 | - | 1 | 360.2703 | 360.2703
| F-348 | 0 | FA.FAN-B01-01 | Germany | Axial Inline | Single | Ambient | AXC 710-9/34°-4-PV (350) (5.5 kW) S IE3 | 5350 | 500 | 1 | 3214.3928 | 3214.3928
| F-349 | 0 | FA.FAN-B01-02 | Germany | Axial Inline | Single | Ambient | AXC 710-9/34°-4-PV (350) (5.5 kW) S IE3 | 5350 | 500 | 1 | 3214.3928 | 3214.3928
| F-350 | 0 | FA.FAN-B01-03 | Germany | Centrifugal Inline | Single | Ambient | MUB 042 500D4 Multibox | 450 | 500 | 1 | 1519.2531 | 1519.2531
| F-351 | 0 | FA.FAN-B01-04 | Germany | Centrifugal Inline | Single | Ambient | MUB 042 500D4 Multibox | 935 | 500 | 1 | 1519.2531 | 1519.2531
| F-352 | 0 | FA.FAN-B01-05 | Germany | Centrifugal Inline | Single | Ambient | MUB 042 450DV Multibox | 200 | 500 | 1 | 1137.7404 | 1137.7404
| F-353 | 0 | FA.FAN-B01-06 | Sweden | Inline Fan | Single | Ambient | KT 60-35-4 | 482 | 500 | 1 | 1226.1086 | 1226.1086
| F-354 | 0 | FA.FAN-B01-07 | Germany | Centrifugal Inline | Single | Ambient | MUB 042 500D4 Multibox | 1068 | 500 | 1 | 1226.1086 | 1226.1086
| F-355 | 0 | FA.FAN-B01-08 | Germany | Axial Inline | Single | Ambient | AXC 355-6/11°-2-PV (160) (0.55 kW) S IE2 C | 517 | 500 | 1 | 1250.7497 | 1250.7497
| F-356 | 0 | FA.FAN-B01-09 | Germany | Centrifugal Inline | Single | Ambient | KT 60-35-4 | 567 | 500 | 1 | 1137.7404 | 1137.7404
| F-357 | 0 | FA.FAN-B02-01 | Germany | Axial Inline | Single | Ambient | AXC 500-6/20°-2-P (200) (3 kW) S IE3 C | 2640 | 500 | 1 | 1737.6245 | 1737.6245
| F-358 | 0 | FA.FAN-B02-02 | Germany | Centrifugal Inline | Single | Ambient | MUB 042 500D4 Multibox | 1265 | 500 | 1 | 1519.2531 | 1519.2531
| F-359 | 0 | FA.FAN-B02-03 | Sweden | Inline Fan | Single | Ambient | KT 60-35-4 | 665 | 500 | 1 | 1226.1086 | 1226.1086
| F-360 | 0 | FA.FAN-B02-04 | Germany | Centrifugal Inline | Single | Ambient | MUB 042 500D4 Multibox | 880 | 500 | 1 | 1519.2531 | 1519.2531
| F-361 | 0 | FA.FAN-B02-05 | Sweden | Inline Fan | Single | Ambient | KT 60-35-4 | 630 | 500 | 1 | 1226.1086 | 1226.1086
| F-362 | 0 | FA.FAN-B02-06 | Germany | Axial Inline | Single | Ambient | AXC 400-6/25°-2-P (160) (2.2 kW) S IE3 | 1700 | 375 | 1 | 1326.3725 | 1326.3725
| F-363 | 0 | FA.FAN-B02-07 | Sweden | Inline Fan | Single | Ambient | KT 60-35-4 | 485 | 500 | 1 | 1226.1086 | 1226.1086
| F-364 | 0 | FA.FAN-B02-09 | Germany | Axial Inline | Single | Ambient | AXC 500-6/20°-2-P (200) (3 kW) S IE3 | 2675 | 500 | 1 | 1737.6245 | 1737.6245
| F-365 | 0 | FA.FAN-B02-10 | Germany | Axial Inline | Single | Ambient | AXC 900-10/15°-4-P (450) (7.5 kW) S IE3 | 6000 | 500 | 1 | 3127.724 | 3127.724
| F-366 | 0 | FA.FAN-B02-11 | Germany | Axial Inline | Single | Ambient | AXC 500-6/20°-2-P (200) (3 kW) S IE3 | 2675 | 500 | 1 | 1737.6245 | 1737.6245
| F-367 | 0 | FA.FAN-B02-12 | Germany | Axial Inline | Single | Ambient | AXC 500-6/20°-2-P (200) (3 kW) S IE3 | 2675 | 500 | 1 | 1737.6245 | 1737.6245
| F-368 | 0 | FA.FAN-B02-13 | Germany | Axial Inline | Single | Ambient | AXC 500-6/20°-2-P (200) (3 kW) S IE3 | 2675 | 500 | 1 | 1737.6245 | 1737.6245
| F-369 | 0 | FA.FAN-B02-14 | Germany | Axial Inline | Single | Ambient | AXC 500-6/20°-2-P (200) (3 kW) S IE3 | 2675 | 500 | 1 | 1737.6245 | 1737.6245
| F-370 | 0 | FA.FAN-B02-15 | Sweden | Inline Fan | Single | Ambient | K 315 sileo | 140 | 500 | 1 | 244.7119 | 244.7119
| F-371 | 0 | FA.FAN-B02-17 | Germany | Centrifugal Inline | Single | Ambient | MUB 042 450DV Multibox | 360 | 500 | 1 | 1137.7404 | 1137.7404
| F-372 | 0 | FA.FAN-B02-18 | Germany | Centrifugal Inline | Single | Ambient | MUB 042 500D4 Multibox | 921 | 500 | 1 | 1519.2531 | 1519.2531
| F-373 | 0 | FA.FAN-B02-19 | Germany | Axial Inline | Single | Ambient | AXC 450-6/15°-2-P (200) (2.2 kW) S IE3 C | 1412 | 500 | 1 | 1415.5904 | 1415.5904
| F-374 | 0 | FA.FAN-B02-20 | Germany | Centrifugal Inline | Single | Ambient | MUB 042 500EV Multibox | 1103 | 375 | 1 | 1442.7806 | 1442.7806
| F-375 | 0 | FA.FAN-B02-21 | Sweden | Inline Fan | Single | Ambient | KT 60-35-4 | 1006 | 375 | 1 | 1226.1086 | 1226.1086
| F-376 | 0 | FA.FAN-B02-22 | Germany | Centrifugal Inline | Single | Ambient | MUB 042 500EV Multibox | 973 | 375 | 1 | 1442.7806 | 1442.7806
| F-377 | 0 | FA.FAN-B02-23 | Germany | Centrifugal Inline | Single | Ambient | MUB 042 450DV Multibox | 257 | 500 | 1 | 1137.7404 | 1137.7404
| F-378 | 0 | FA.FAN-B02-24 | Germany | Centrifugal Inline | Single | Ambient | MUB 042 500D4 Multibox | 437 | 500 | 1 | 1519.2531 | 1519.2531
| F-379 | 0 | FA.FAN-B02-25 | Sweden | Inline Fan | Single | Ambient | KT 60-35-4 | 607 | 500 | 1 | 1226.1086 | 1226.1086
| F-380 | 0 | FA.FAN-B02-26 | Sweden | Inline Fan | Single | Ambient | KT 60-35-4 | 572 | 500 | 1 | 1226.1086 | 1226.1086
| F-381 | 0 | FA.FAN-B02-27 | Sweden | Inline Fan | Single | Ambient | K 200 L sileo | 110 | 375 | 1 | 176.7364 | 176.7364
| F-382 | 0 | FA.FAN-B02-28 | Germany | Axial Inline | Single | Ambient | AXC 355-6/13°-2-P (160) (0.75 kW) S IE3 C | 835 | 100 | 1 | 1168.3294 | 1168.3294
| F-383 | 0 | FA.FAN-B02-29 | Sweden | Inline Fan | Single | Ambient | K 200 L sileo | 135 | 375 | 1 | 176.7364 | 176.7364
| F-384 | 0 | FA.FAN-B02-30 | Germany | Centrifugal Inline | Single | Ambient | MUB 042 400DV Multibox | 450 | 375 | 1 | 1061.2679 | 1061.2679
| F-385 | 0 | FA.FAN-B02-31 | Germany | Axial Inline | Single | Ambient | AXC 400-6/12°-2-P (160) (1.1 kW) S IE3 C | 835 | 375 | 1 | 1227.808 | 1227.808
| F-386 | 0 | FA.FAN-B02-32 | Sweden | Inline Fan | Single | Ambient | KT 60-30-4 | 605 | 375 | 1 | 1004.3384 | 1004.3384
| F-387 | 0 | PR.FAN-B31-RF-01 | Germany | Axial Inline | Single | Ambient | AXC 800-9/26°-4-PV (350) (7.5 kW) S IE3 | 7470 | 500 | 1 | 3367.3378 | 3367.3378
| F-388 | 0 | PR.FAN-B31-RF-02 | Germany | Axial Inline | Single | Ambient | AXC 800-9/26°-4-PV (350) (7.5 kW) S IE3 A | 7515 | 500 | 1 | 3367.3378 | 3367.3378
| F-389 | 0 | PR.FAN-C31-RF-01 | Germany | Axial Inline | Single | Ambient | AXC 800-9/26°-4-PV (350) (7.5 kW) S IE3 A | 7515 | 500 | 1 | 3367.3378 | 3367.3378
| F-390 | 0 | PR.FAN-C31-RF-02 | Germany | Axial Inline | Single | Ambient | AXC 800-9/26°-4-PV (350) (7.5 kW) S IE3 | 7465 | 500 | 1 | 3367.3378 | 3367.3378
| F-391 | 0 | PR.FAN-A31-RF-01 | Germany | Axial Inline | Single | Ambient | AXC 800-9/26°-4-PV (350) (7.5 kW) S IE3 | 7350 | 500 | 1 | 3367.3378 | 3367.3378
| F-392 | 0 | PR.FAN-A31-RF-02 | Germany | Axial Inline | Single | Ambient | AXC 800-9/26°-4-PV (350) (7.5 kW) S IE3 | 7350 | 500 | 1 | 3367.3378 | 3367.3378
| F-393 | 0 | GR.EX-FAN-B31-RF-01 | Sweden | Inline Fan | Single | Ambient | K 200 L sileo | 105 | 375 | 1 | 176.7364 | 176.7364
| F-394 | 0 | GR.EX-FAN-C31-RF-01 | Sweden | Inline Fan | Single | Ambient | MUB 042 400EV Multibox | 265 | 375 | 1 | 1018.7832 | 1018.7832
| F-395 | 0 | GR.EX-FAN-A31-RF-01 | Sweden | Inline Fan | Single | Ambient | K 315 M sileo** | 150 | 375 | 1 | 234.5156 | 234.5156
| F-396 | 0 | EX.FAN-C31-RF-001 | Germany | Axial Inline | Single | Ambient | AXC 450-6/10°-2-P (200) (1.1 kW) S IE3 C | 1235 | 375 | 1 | 1316.1762 | 1316.1762
| F-397 | 0 | FA.FAN-C31-RF-001 | Germany | Axial Inline | Single | Ambient | AXC 450-6/12°-2-P (200) (1.5 kW) S IE3 | 1350 | 375 | 1 | 1362.9094 | 1362.9094
| F-398 | 0 | EX.FAN-A31-RF-001 | Germany | Centrifugal Inline | Single | Ambient | MUB 042 450DV Multibox | 550 | 375 | 1 | 1137.7404 | 1137.7404
| F-399 | 0 | FA.FAN-A31-RF-001 | Germany | Centrifugal Inline | Single | Ambient | MUB 042 450DV Multibox | 495 | 375 | 1 | 1137.7404 | 1137.7404
| F-400 | 0 | PR.FAN-B32-RF-01 | Germany | Axial Inline | Single | Ambient | AXC 800-9/27°-4-PV (350) (7.5 kW) S IE3 A | 7620 | 500 | 1 | 3367.3378 | 3367.3378
| F-401 | 0 | PR.FAN-B32-RF-02 | Germany | Axial Inline | Single | Ambient | AXC 900-10/18°-4-P (450) (7.5 kW) S IE3 A | 7385 | 500 | 1 | 3127.724 | 3127.724
| F-402 | 0 | PR.FAN-C32-RF-01 | Germany | Axial Inline | Single | Ambient | AXC 800-9/26°-4-PV (350) (7.5 kW) S IE3 | 7470 | 500 | 1 | 3367.3378 | 3367.3378
| F-403 | 0 | PR.FAN-C32-RF-02 | Germany | Axial Inline | Single | Ambient | AXC 800-9/25°-4-PV (350) (7.5 kW) S IE3 A | 7250 | 500 | 1 | 3367.3378 | 3367.3378
| F-404 | 0 | PR.FAN-D32-RF-01 | Germany | Axial Inline | Single | Ambient | AXC 800-9/27°-4-PV (350) (7.5 kW) S IE3 A | 7555 | 500 | 1 | 3367.3378 | 3367.3378
| F-405 | 0 | PR.FAN-D32-RF-02 | Germany | Axial Inline | Single | Ambient | AXC 800-9/25°-4-PV (350) (7.5 kW) S IE3 A | 7315 | 500 | 1 | 3367.3378 | 3367.3378
| F-406 | 0 | PR.FAN-A32-RF-01 | Germany | Axial Inline | Single | Ambient | AXC 900-10/18°-4-P (450) (7.5 kW) S IE3 A | 7405 | 500 | 1 | 3127.724 | 3127.724
| F-407 | 0 | PR.FAN-A32-RF-02 | Germany | Axial Inline | Single | Ambient | AXC 900-10/17°-4-P (450) (7.5 kW) S IE3 A | 7225 | 500 | 1 | 3367.3378 | 3367.3378
| F-408 | 0 | GR.EX-FAN-B32-RF-01 | Germany | Centrifugal Inline | Single | Ambient | MUB 042 400EV Multibox | 260 | 375 | 1 | 1018.7832 | 1018.7832
| F-409 | 0 | GR.EX-FAN-C32-RF-01 | Sweden | Inline Fan | Single | Ambient | K 315 L Sileo** | 250 | 375 | 1 | 280.3991 | 280.3991
| F-410 | 0 | GR.EX-FAN-D32-RF-01 | Sweden | Inline Fan | Single | Ambient | K 315 L Sileo** | 255 | 375 | 1 | 280.3991 | 280.3991
| F-411 | 0 | GR.EX-FAN-A32-RF-01 | Sweden | Inline Fan | Single | Ambient | K 315 sileo | 215 | 375 | 1 | 244.7119 | 244.7119
| F-411.1 | 0 | EX-FAN-D32-RF-01 | Sweden | Inline Fan | Single | Ambient | K 315 M sileo** | 200 | 375 | 1 | 234.5156 | 234.5156
| F-412 | 0 | PR.FAN-B33-RF-01 | Germany | Axial Inline | Single | Ambient | AXC 900-10/17°-4-P (450) (7.5 kW) S IE3 A | 7145 | 500 | 1 | 3127.724 | 3127.724
| F-413 | 0 | PR.FAN-B33-RF-02 | Germany | Axial Inline | Single | Ambient | AXC 900-10/17°-4-P (450) (7.5 kW) S IE3 A | 6910 | 500 | 1 | 3127.724 | 3127.724
| F-414 | 0 | PR.FAN-A33-RF-01 | Germany | Axial Inline | Single | Ambient | AXC 900-10/17°-4-P (450) (7.5 kW) S IE3 A | 7120 | 500 | 1 | 3127.724 | 3127.724
| F-415 | 0 | PR.FAN-A33-RF-02 | Germany | Axial Inline | Single | Ambient | AXC 900-10/17°-4-P (450) (7.5 kW) S IE3 | 6867 | 500 | 1 | 3127.724 | 3127.724
| F-416 | 0 | PR.FAN-A33-RF-03 | Germany | Axial Inline | Single | Ambient | AXC 1000-10/31°-4-P (450) (30 kW) S IE3 | 18580 | 500 | 1 | 6396.4973 | 6396.4973
| F-417 | 0 | GR.EX-FAN-B33-RF-01 | Sweden | Inline Fan | Single | Ambient | K 315 M sileo** | 180 | 375 | 1 | 234.5156 | 234.5156
| F-418 | 0 | GR.EX-FAN-A33-RF-01 | Sweden | Inline Fan | Single | Ambient | K 315 M sileo** | 190 | 375 | 1 | 234.5156 | 234.5156
| F-419 | 0 | EX-FAN-A33-RF-01 | Sweden | Inline Fan | Single | Ambient | K 315 M sileo** | 180 | 375 | 1 | 234.5156 | 234.5156
| F-420 | 0 | FR-FAN-A33-RF-01 | Sweden | Inline Fan | Single | Ambient | K 315 M sileo** | 200 | 375 | 1 | 234.5156 | 234.5156
| F-420.1 | 0 | PR.FAN-RF-01 | Germany | Axial Inline | Single | Ambient | AXC 900-10/15°-4-P (450) (7.5 kW) S IE3 A | 6318 | 500 | 1 | 3299.3622 | 3299.3622
| F-420.2 | 0 | PR.FAN-RF-02 | Germany | Axial Inline | Single | Ambient | AXC 800-9/27°-4-PV (350) (7.5 kW) S IE3 A | 7597 | 500 | 1 | 3367.3378 | 3367.3378
| F-420.3 | 0 | PR.FAN-B01-01 | Germany | Axial Inline | Single | Ambient | AXC 900-10/15°-4-P (450) (7.5 kW) S IE3 A | 5870 | 500 | 1 | 3127.724 | 3127.724
| F-421 | 0 | EX.FAN-RF-01 | Sweden | Inline Fan | Single | Ambient | K 315 sileo | 125 | 500 | 1 | 244.7119 | 244.7119
| F-422 | 0 | EX.FAN-RF-02 | Sweden | Inline Fan | Single | Ambient | K 200 L sileo | 90 | 375 | 1 | 176.7364 | 176.7364
| F-423 | 0 | EX.FAN-B01-01 | China | Wall Mounted | Single | Ambient | AW 200E4-C | 60 | - | 1 | 269.1831 | 269.1831
| F-424 | 0 | EX.FAN-B01-02 | Germany | Axial Inline | Single | Ambient | AXC 800-9/16°-4-PV (350) (4 kW) S IE3 | 4800 | 500 | 1 | 2785.2973 | 2785.2973
| F-425 | 0 | EX.FAN-B01-04 | China | Wall Mounted | Single | Ambient | AW 300E4-C | 325 | - | 1 | 360.2703 | 360.2703
| F-426 | 0 | EX.FAN-B01-05 | Sweden | Inline Fan | Single | Ambient | K 250 L sileo | 120 | 375 | 1 | 189.4818 | 189.4818
| F-427 | 0 | EX.FAN-B01-06 | Sweden | Inline Fan | Single | Ambient | K 250 L sileo | 120 | 375 | 1 | 189.4818 | 189.4818
| F-428 | 0 | EX.FAN-B01-07 | Germany | Centrifugal Inline | Single | Ambient | MUB 042 400DV Multibox | 310 | 375 | 1 | 1061.2679 | 1061.2679
| F-429 | 0 | EX.FAN-B01-08 | Germany | Centrifugal Inline | Single | Ambient | MUB 042 450DV Multibox | 495 | 375 | 1 | 1137.7404 | 1137.7404
| F-430 | 0 | EX.FAN-B01-09 | Germany | Centrifugal Inline | Single | Ambient | MUB 042 400DV Multibox | 410 | 375 | 1 | 1061.2679 | 1061.2679
| F-431 | 0 | EX.FAN-B01-10 | Sweden | Inline Fan | Single | Ambient | K 150 XL sileo | 150 | 100 | 1 | 145.2977 | 145.2977
| F-432 | 0 | EX.FAN-B02-01 | Germany | Centrifugal Inline | Single | Ambient | MUB 042 500D4 Multibox | 1255 | 500 | 1 | 1519.2531 | 1519.2531
| F-433 | 0 | EX.FAN-B02-06 | Sweden | Inline Fan | Single | Ambient | K 315 M sileo** | 150 | 375 | 1 | 234.5156 | 234.5156
| F-434 | 0 | FA.FAN-B01-01 | Sweden | Inline Fan | Single | Ambient | K 200 L sileo | 65 | 375 | 1 | 176.7364 | 176.7364
| F-435 | 0 | FA.FAN-B01-02 | Germany | Axial Inline | Single | Ambient | AXC 800-6/20°-4-P (350) (4 kW) S IE3 | 5350 | 375 | 1 | 2312.0177 | 2312.0177
| F-436 | 0 | FA.FAN-B01-03 | Germany | Centrifugal Inline | Single | Ambient | MUB 042 400EV Multibox | 265 | 375 | 1 | 1018.7832 | 1018.7832
| F-437 | 0 | FA.FAN-B01-04 | Germany | Centrifugal Inline | Single | Ambient | MUB 042 450DV Multibox | 495 | 375 | 1 | 1137.7404 | 1137.7404
| F-438 | 0 | FA.FAN-B01-05 | Sweden | Inline Fan | Single | Ambient | K 315 M sileo** | 165 | 375 | 1 | 234.5156 | 234.5156
| F-439 | 0 | FA.FAN-B01-06 | Germany | Centrifugal Inline | Single | Ambient | MUB 042 500D4 Multibox | 1095 | 500 | 1 | 1519.2531 | 1519.2531
| F-440 | 0 | FA.FAN-B01-07 | China | Wall Mounted | Single | Ambient | AW 250E4-C | 170 | - | 1 | 295.0138 | 295.0138
| F-441 | 0 | FA.FAN-B02-01 | Germany | Axial Inline | Single | Ambient | AXC 400-6/20°-2-P (160) (1.5 kW) S IE3 C | 1400 | 375 | 1 | 1273.6915 | 1273.6915
| F-442 | 0 | FA.FAN-B02-02 | Germany | Axial Inline | Single | Ambient | AXC 400-6/12°-2-P (160) (1.1 kW) S IE3 C | 790 | 375 | 1 | 1227.808 | 1227.808
| F-443 | 0 | FA.FAN-B02-03 | Germany | Centrifugal Inline | Single | Ambient | MUB 042 500D4 Multibox | 935 | 500 | 1 | 1519.2531 | 1519.2531
| F-444 | 0 | EX-FAN-B01-001 | Germany | Axial Inline | Single | 300°C/2Hr | AXC 1250-12/11°-4(B)-P (500) (30 kW) S IE3 | 9899/16499 | 875 | 1 | 10209.0747 | 10209.0747
| F-445 | 0 | EX-FAN-B01-002 | Germany | Axial Inline | Single | 300°C/2Hr | AXC 1250-12/11°-4(B)-P (500) (30 kW) S IE3 | 9899/16499 | 875 | 1 | 10209.0747 | 10209.0747
| F-446 | 0 | EX-FAN-B01-003 | Germany | Axial Inline | Single | 300°C/2Hr | AXC 1250-12/11°-4(B)-P (500) (30 kW) S IE3 | 9899/16499 | 875 | 1 | 10209.0747 | 10209.0747
| F-447 | 0 | EX-FAN-B01-004 | Germany | Axial Inline | Single | 300°C/2Hr | AXC 1250-12/11°-4(B)-P (500) (30 kW) S IE3 | 9899/16499 | 875 | 1 | 10209.0747 | 10209.0747
| F-448 | 0 | EX-FAN-B02-005 | Germany | Axial Inline | Single | 300°C/2Hr | AXC 1000-10/26°-4(B)-PV (450) (22 kW) S IE3 E | 9047/12730 | 875 | 1 | 8756.0978 | 8756.0978
| F-449 | 0 | EX-FAN-B02-006 | Germany | Axial Inline | Single | 300°C/2Hr | AXC 1000-10/26°-4(B)-PV (450) (22 kW) S IE3 E | 9047/12730 | 875 | 1 | 8756.0978 | 8756.0978
| F-450 | 0 | EX-FAN-B02-007 | Germany | Axial Inline | Single | 300°C/2Hr | AXC 1000-10/26°-4(B)-PV (450) (22 kW) S IE3 E | 9047/12730 | 875 | 1 | 8756.0978 | 8756.0978
| F-451 | 0 | EX-FAN-B02-008 | Germany | Axial Inline | Single | 300°C/2Hr | AXC 1000-10/26°-4(B)-PV (450) (22 kW) S IE3 E | 9047/12730 | 875 | 1 | 8756.0978 | 8756.0978
| F-452 | 0 | FR-FAN-B01-001 | Germany | Axial Inline | Single | 300°C/2Hr | AXC 1000-10/29°-4(B)-PV (450) (22 kW) S IE3 E | 8414/14025 | 875 | 1 | 8756.0978 | 8756.0978
| F-453 | 0 | FR-FAN-B01-002 | Germany | Axial Inline | Single | 300°C/2Hr | AXC 1000-10/29°-4(B)-PV (450) (22 kW) S IE3 E | 8414/14025 | 875 | 1 | 8756.0978 | 8756.0978
| F-454 | 0 | FR-FAN-B01-003 | Germany | Axial Inline | Single | 300°C/2Hr | AXC 1000-10/29°-4(B)-PV (450) (22 kW) S IE3 E | 8414/14025 | 875 | 1 | 8756.0978 | 8756.0978
| F-455 | 0 | FR-FAN-B01-004 | Germany | Axial Inline | Single | 300°C/2Hr | AXC 1000-10/29°-4(B)-PV (450) (22 kW) S IE3 E | 8414/14025 | 875 | 1 | 8756.0978 | 8756.0978
| F-456 | 0 | FR-FAN-B02-005 | Germany | Axial Inline | Single | 300°C/2Hr | AXC 1000-10/22°-4(B)-PV (450) (18.5 kW) S IE3 E | 7690/10821 | 875 | 1 | 8332.9501 | 8332.9501
| F-457 | 0 | FR-FAN-B02-006 | Germany | Axial Inline | Single | 300°C/2Hr | AXC 1000-10/22°-4(B)-PV (450) (18.5 kW) S IE3 E | 7690/10821 | 875 | 1 | 8332.9501 | 8332.9501
| F-458 | 0 | FR-FAN-B02-007 | Germany | Axial Inline | Single | 300°C/2Hr | AXC 1000-10/22°-4(B)-PV (450) (18.5 kW) S IE3 E | 7690/10821 | 875 | 1 | 8332.9501 | 8332.9501
| F-459 | 0 | FR-FAN-B02-008 | Germany | Axial Inline | Single | 300°C/2Hr | AXC 1000-10/22°-4(B)-PV (450) (18.5 kW) S IE3 E | 7690/10821 | 875 | 1 | 8332.9501 | 8332.9501
| F-460 | 0 | PR.FAN-01A | Germany | Axial Inline | Single | Ambient | AXC 900-10/17°-4-P (450) (7.5 kW) S IE3 | 7193 | 500 | 1 | 3127.724 | 3127.724
| F-461 | 0 | PR.FAN-02A | Germany | Axial Inline | Single | Ambient | AXC 800-9/26°-4-PV (350) (7.5 kW) S IE3 | 7469 | 500 | 1 | 3367.3378 | 3367.3378
| F-462 | 0 | PR.FAN-03A | Germany | Axial Inline | Single | Ambient | AXC 800-9/26°-4-PV (350) (7.5 kW) S IE3 | 7469 | 500 | 1 | 3367.3378 | 3367.3378
| F-463 | 0 | PR.FAN-01B | Germany | Axial Inline | Single | Ambient | AXC 800-9/25°-4-PV (350) (7.5 kW) S IE3 | 7343 | 500 | 1 | 3367.3378 | 3367.3378
| F-464 | 0 | PR.FAN-02B | Germany | Axial Inline | Single | Ambient | AXC 900-10/17°-4-P (450) (7.5 kW) S IE3 | 7074 | 500 | 1 | 3127.724 | 3127.724
| F-465 | 0 | PR.FAN-01C | Germany | Axial Inline | Single | Ambient | AXC 900-10/15°-4-P (450) (7.5 kW) S IE3 | 6080 | 500 | 1 | 3127.724 | 3127.724
| F-466 | 0 | PR.FAN-02C | Germany | Axial Inline | Single | Ambient | AXC 900-10/17°-4-P (450) (7.5 kW) S IE3 | 7104 | 500 | 1 | 3127.724 | 3127.724
| F-467 | 0 | G.EX.FAN-01A | Sweden | Inline Fan | Single | Ambient | K 150 XL sileo | 140 | 150 | 1 | 145.2977 | 145.2977
| F-468 | 0 | G.EX.FAN-02A | Sweden | Inline Fan | Single | Ambient | K 200 L sileo | 205 | 150 | 1 | 176.7364 | 176.7364
| F-469 | 0 | G.EX.FAN-01B | Sweden | Inline Fan | Single | Ambient | K 150 XL sileo | 140 | 150 | 1 | 145.2977 | 145.2977
| F-470 | 0 | G.EX.FAN-01C | Sweden | Inline Fan | Single | Ambient | K 150 XL sileo | 105 | 150 | 1 | 145.2977 | 145.2977
| F-471 | 0 | EX.FAN-01 | China | Wall Mounted | Single | Ambient | AW 300E4-C | 350 | - | 1 | 360.2703 | 360.2703
| F-472 | 0 | EX.FAN-02 | Germany | Wall Mounted | Single | Ambient | AW 450E4 sileo Axial fan | 1185 | - | 1 | 626.2246 | 626.2246
| F-473 | 0 | EX.FAN-03 | Germany | Wall Mounted | Single | Ambient | AW 450E4 sileo Axial fan | 1185 | - | 1 | 626.2246 | 626.2246
| F-474 | 0 | EX.FAN-04 | Germany | Centrifugal Inline | Single | Ambient | MUB 042 400DV Multibox | 1000 | 100 | 1 | 1061.2679 | 1061.2679
| F-475 | 0 | EX.FAN-05 | Sweden | Inline Fan | Single | Ambient | K 315 M sileo** | 300 | 100 | 1 | 234.5156 | 234.5156
| F-476 | 0 | EX.FAN-06 | Sweden | Inline Fan | Single | Ambient | K 315 M sileo** | 250 | 150 | 1 | 234.5156 | 234.5156
| F-477 | 0 | EX.FAN-07 | Sweden | Inline Fan | Single | Ambient | K 315 M sileo** | 295 | 150 | 1 | 234.5156 | 234.5156
| F-478 | 0 | EX.FAN-08 | Sweden | Inline Fan | Single | Ambient | K 200 M sileo | 160 | 150 | 1 | 146.1474 | 146.1474
| F-479 | 0 | EX.FAN-09 | Sweden | Inline Fan | Single | Ambient | K 315 M sileo** | 255 | 150 | 1 | 234.5156 | 234.5156
| F-480 | 0 | EX.FAN-10 | China | Wall Mounted | Single | Ambient | AW 300E4-C | 300 | - | 1 | 360.2703 | 360.2703
| F-481 | 0 | EX.FAN-11 | Sweden | Inline Fan | Single | Ambient | K 125 XL sileo | 50 | 150 | 1 | 119.8069 | 119.8069
| F-482 | 0 | EX.FAN-12 | Sweden | Inline Fan | Single | Ambient | K 315 M sileo** | 300 | 100 | 1 | 234.5156 | 234.5156
| F-483 | 0 | EX.FAN-13 | China | Wall Mounted | Single | Ambient | AW 200E4-C | 80 | - | 1 | 269.1831 | 269.1831
| F-484 | 0 | EX.FAN-14 | China | Wall Mounted | Single | Ambient | AW 250E4-C | 125 | - | 1 | 295.0138 | 295.0138
| F-485 | 0 | EX.FAN-15 | Sweden | Inline Fan | Single | Ambient | K 315 L Sileo** | 400 | 100 | 1 | 280.3991 | 280.3991
| F-486 | 0 | EX.FAN-16 | Sweden | Inline Fan | Single | Ambient | KT 50-30-4** | 550 | 150 | 1 | 729.8872 | 729.8872
| F-487 | 0 | EX.FAN-17 | Sweden | Inline Fan | Single | Ambient | K 125 XL sileo | 50 | 150 | 1 | 119.8069 | 119.8069
| F-488 | 0 | EX.FAN-18 | China | Wall Mounted | Single | Ambient | AW 300E4-C | 225 | - | 1 | 360.2703 | 360.2703
| F-489 | 0 | EX.FAN-19 | China | Wall Mounted | Single | Ambient | AW 300E4-C | 225 | - | 1 | 360.2703 | 360.2703
| F-490 | 0 | EX.FAN-20 | China | Wall Mounted | Single | Ambient | AW 200E4-C | 80 | - | 1 | 269.1831 | 269.1831
| F-491 | 0 | EX.FAN-21 | Sweden | Inline Fan | Single | Ambient | K 315 M sileo** | 300 | 100 | 1 | 234.5156 | 234.5156
| F-492 | 0 | FR.FAN-01 | Germany | Axial Inline | Single | Ambient | AXC 710-6/21°-4-P (350) (2.2 kW) S IE3 | 4990 | 150 | 1 | 1975.5388 | 1975.5388
| F-493 | 0 | FR.FAN-02 | Germany | Axial Inline | Single | Ambient | AXC 400-6/33°-2-P (160) (2.2 kW) S IE3 | 2490 | 150 | 1 | 1326.3725 | 1326.3725
| F-494 | 0 | FR.FAN-03 | Germany | Centrifugal Inline | Single | Ambient | MUB 042 450DV Multibox | 1150 | 150 | 1 | 1137.7404 | 1137.7404
| F-495 | 0 | FR.FAN-04 | Sweden | Inline Fan | Single | Ambient | K 315 L Sileo** | 340 | 100 | 1 | 280.3991 | 280.3991
| F-496 | 0 | FR.FAN-05 | Sweden | Inline Fan | Single | Ambient | K 315 M sileo** | 270 | 100 | 1 | 234.5156 | 234.5156
| F-497 | 0 | FR.FAN-06 | Sweden | Inline Fan | Single | Ambient | K 315 L Sileo** | 330 | 100 | 1 | 280.3991 | 280.3991
| F-498 | 0 | FR.FAN-07 | Sweden | Inline Fan | Single | Ambient | KT 50-25-4 | 425 | 100 | 1 | 595.6356 | 595.6356
| F-499 | 0 | FR.FAN-08 | Sweden | Inline Fan | Single | Ambient | KT 50-25-4 | 450 | 100 | 1 | 595.6356 | 595.6356
| F-500 | 0 | FR.FAN-09 | Sweden | Inline Fan | Single | Ambient | K 250 L sileo | 230 | 150 | 1 | 189.4818 | 189.4818
| F-501 | 0 | FR.FAN-10 | Sweden | Inline Fan | Single | Ambient | K 315 M sileo** | 250 | 150 | 1 | 234.5156 | 234.5156
| F-502 | 0 | FR.FAN-11 | Sweden | Inline Fan | Single | Ambient | K 315 M sileo** | 250 | 150 | 1 | 234.5156 | 234.5156
| F-503 | 0 | FR.FAN-12 | Sweden | Inline Fan | Single | Ambient | K 250 M sileo | 180 | 100 | 1 | 155.494 | 155.494
| F-504 | 0 | FR.FAN-13 | Sweden | Inline Fan | Single | Ambient | K 315 L Sileo** | 350 | 100 | 1 | 280.3991 | 280.3991
| F-505 | 0 | P.EX.FAN-01 | Germany | Axial Inline | Single | 300°C/2Hr | AXC 1120-12/30°-4(B)-PV (500) (45 kW) S IE3 | 21975 | 1075 | 3 | 15119.457 | 45358.371
| F-506 | 0 | P.EX.FAN-02 | Germany | Axial Inline | Single | 300°C/2Hr | AXC 1120-12/30°-4(B)-PV (500) (45 kW) S IE3 | 21975 | 1075 | 3 | 15119.457 | 45358.371
| F-507 | 0 | P.EX.FAN-03 | Germany | Axial Inline | Single | 300°C/2Hr | AXC 1120-12/23°-4(B)-PV (500) (37 kW) S IE3 | 16980 | 1075 | 3 | 14130.4131 | 42391.2392
| F-508 | 0 | P.EX.FAN-04 | Germany | Axial Inline | Single | 300°C/2Hr | AXC 1250-8/23°-4(B)-PV (500) (45 kW) S IE3 | 23655 | 1075 | 3 | 15704.0466 | 47112.1397
| F-509 | 0 | P.EX.FAN-05 | Germany | Axial Inline | Single | 300°C/2Hr | AXC 1250-8/23°-4(B)-PV (500) (45 kW) S IE3 | 23655 | 1075 | 3 | 15704.0466 | 47112.1397
| F-510 | 0 | P.EX.FAN-06 | Germany | Axial Inline | Single | 300°C/2Hr | AXC 1250-8/23°-4(B)-PV (500) (45 kW) S IE3 | 23655 | 1075 | 3 | 15704.0466 | 47112.1397
| F-511 | 0 | P.FA.FAN-01 | Germany | Axial Inline | Single | 300°C/2Hr | AXC 1250-8/20°-4(B)-P (500) (37 kW) S IE3 | 18680 | 975 | 3 | 13155.8139 | 39467.4417
| F-512 | 0 | P.FA.FAN-02 | Germany | Axial Inline | Single | 300°C/2Hr | AXC 1250-8/20°-4(B)-P (500) (37 kW) S IE3 | 18680 | 975 | 3 | 13155.8139 | 39467.4417
| F-513 | 0 | P.FA.FAN-03 | Germany | Axial Inline | Single | 300°C/2Hr | AXC 1250-12/11°-4(B)-P (500) (30 kW) S IE3 | 14435 | 975 | 3 | 10209.0747 | 30627.2242
| F-514 | 0 | P.FA.FAN-04 | Germany | Axial Inline | Single | 300°C/2Hr | AXC 1120-12/26°-4(B)-PV (500) (37 kW) S IE3 | 20100 | 975 | 3 | 14130.4131 | 42391.2392
| F-515 | 0 | P.FA.FAN-05 | Germany | Axial Inline | Single | 300°C/2Hr | AXC 1120-12/26°-4(B)-PV (500) (37 kW) S IE3 | 20100 | 975 | 3 | 14130.4131 | 42391.2392
| F-516 | 0 | P.FA.FAN-06 | Germany | Axial Inline | Single | 300°C/2Hr | AXC 1120-12/26°-4(B)-PV (500) (37 kW) S IE3 | 20100 | 975 | 3 | 14130.4131 | 42391.2392
| F-517 | 0 | P .EX.FAN-01 | Germany | Axial Inline | Single | 300°C/2Hr | AXC 1120-12/29°-4(B)-PV (500) (45 kW) S IE3 | 21273 | 1075 | 4 | 15119.457 | 60477.828
| F-518 | 0 | P .EX.FAN-02 | Germany | Axial Inline | Single | 300°C/2Hr | AXC 1120-12/30°-4(B)-PV (500) (45 kW) S IE3 | 21735 | 1075 | 4 | 15119.457 | 60477.828
| F-519 | 0 | P .EX.FAN-03 | Germany | Axial Inline | Single | 300°C/2Hr | AXC 1120-12/29°-4(B)-PV (500) (45 kW) S IE3 | 20810 | 1075 | 4 | 15119.457 | 60477.828
| F-520 | 0 | P .EX.FAN-04 | Germany | Axial Inline | Single | 300°C/2Hr | AXC 1250-8/20°-4(B)-PV (500) (37 kW) S IE3 | 19885 | 1075 | 4 | 14712.4535 | 58849.8141
| F-521 | 0 | P .EX.FAN-05 | Germany | Axial Inline | Single | 300°C/2Hr | AXC 1250-12/21°-4(B)-PV (500) (55 kW) S IE3 | 27747 | 1075 | 3 | 17344.8059 | 52034.4176
| F-522 | 0 | P .EX.FAN-06 | Germany | Axial Inline | Single | 300°C/2Hr | AXC 1120-12/29°-4(B)-PV (500) (45 kW) S IE3 | 20810 | 1075 | 4 | 15119.457 | 60477.828
| F-523 | 0 | P .EX.FAN-07 | Germany | Axial Inline | Single | 300°C/2Hr | AXC 1120-12/30°-4(B)-PV (500) (45 kW) S IE3 | 21735 | 1075 | 4 | 15119.457 | 60477.828
| F-524 | 0 | P .EX.FAN-08 | Germany | Axial Inline | Single | 300°C/2Hr | AXC 1120-12/31°-4(B)-PV (500) (45 kW) S IE3 | 22198 | 1075 | 4 | 15119.457 | 60477.828
| F-525 | 0 | P .EX.FAN-09 | Germany | Axial Inline | Single | 300°C/2Hr | AXC 1120-12/31°-4(B)-PV (500) (45 kW) S IE3 | 22198 | 1075 | 4 | 15119.457 | 60477.828
| F-526 | 0 | P .EX.FAN-10 | Germany | Axial Inline | Single | 300°C/2Hr | AXC 1120-12/28°-4(B)-PV (500) (45 kW) S IE3 | 20348 | 1075 | 4 | 15119.457 | 60477.828
| F-527 | 0 | P .EX.FAN-11 | Germany | Axial Inline | Single | 300°C/2Hr | AXC 1250-12/21°-4(B)-PV (500) (55 kW) S IE3 | 27747 | 1075 | 3 | 17344.8059 | 52034.4176
| F-528 | 0 | P .EX.FAN-12 | Germany | Axial Inline | Single | 300°C/2Hr | AXC 1120-12/34°-4(B)-PV (500) (55 kW) S IE3 | 24972 | 1075 | 3 | 16795.0538 | 50385.1614
| F-529 | 0 | P .EX.FAN-13 | Germany | Axial Inline | Single | 300°C/2Hr | AXC 1120-12/34°-4(B)-PV (500) (55 kW) S IE3 | 24972 | 1075 | 3 | 16795.0538 | 50385.1614
| F-530 | 0 | P .FA.FAN-01 | Germany | Axial Inline | Single | 300°C/2Hr | AXC 1250-8/16°-4(B)-PV (500) (30 kW) S IE3 | 18082 | 975 | 4 | 11643.3584 | 46573.4336
| F-531 | 0 | P .FA.FAN-02 | Germany | Axial Inline | Single | 300°C/2Hr | AXC 1250-8/16°-4(B)-PV (500) (30 kW) S IE3 | 18475 | 975 | 4 | 11643.3584 | 46573.4336
| F-532 | 0 | P .FA.FAN-03 | Germany | Axial Inline | Single | 300°C/2Hr | AXC 1250-8/15°-4(B)-PV (500) (30 kW) S IE3 | 17689 | 975 | 4 | 11643.3584 | 46573.4336
| F-533 | 0 | P .FA.FAN-04 | Germany | Axial Inline | Single | 300°C/2Hr | AXC 1250-8/15°-4(B)-PV (500) (30 kW) S IE3 | 16903 | 975 | 4 | 11643.3584 | 46573.4336
| F-534 | 0 | P .FA.FAN-05 | Germany | Axial Inline | Single | 300°C/2Hr | AXC 1250-8/24°-4(B)-P (500) (55 kW) S IE3 | 23585 | 975 | 3 | 15661.5618 | 46984.6855
| F-535 | 0 | P .FA.FAN-06 | Germany | Axial Inline | Single | 300°C/2Hr | AXC 1250-8/15°-4(B)-PV (500) (30 kW) S IE3 | 17689 | 975 | 4 | 11643.3584 | 46573.4336
| F-536 | 0 | P .FA.FAN-07 | Germany | Axial Inline | Single | 300°C/2Hr | AXC 1250-8/16°-4(B)-PV (500) (30 kW) S IE3 | 18475 | 975 | 4 | 11643.3584 | 46573.4336
| F-537 | 0 | P .FA.FAN-08 | Germany | Axial Inline | Single | 300°C/2Hr | AXC 1250-8/20°-4(B)-P (500) (37 kW) S IE3 | 18868 | 975 | 4 | 13155.8139 | 52623.2557
| F-538 | 0 | P .FA.FAN-09 | Germany | Axial Inline | Single | 300°C/2Hr | AXC 1250-8/20°-4(B)-P (500) (37 kW) S IE3 | 18868 | 975 | 4 | 13155.8139 | 52623.2557
| F-539 | 0 | P .FA.FAN-10 | Germany | Axial Inline | Single | 300°C/2Hr | AXC 1250-8/15°-4(B)-PV (500) (30 kW) S IE3 | 17296 | 975 | 4 | 11643.3584 | 46573.4336
| F-540 | 0 | P .FA.FAN-11 | Germany | Axial Inline | Single | 300°C/2Hr | AXC 1250-8/24°-4(B)-P (500) (55 kW) S IE3 | 23585 | 975 | 3 | 15661.5618 | 46984.6855
| F-541 | 0 | P .FA.FAN-12 | Germany | Axial Inline | Single | 300°C/2Hr | AXC 1250-8/22°-4(B)-P (500) (45 kW) S IE3 | 21226 | 975 | 3 | 14147.4069 | 42442.2208
| F-542 | 0 | P .FA.FAN-13 | Germany | Axial Inline | Single | 300°C/2Hr | AXC 1250-8/22°-4(B)-P (500) (45 kW) S IE3 | 21226 | 975 | 3 | 14147.4069 | 42442.2208
| F-543 | 0 | EX.FAN-01 | Sweden | Inline Fan | Single | Ambient | K 315 L Sileo** | 330 | 100 | 1 | 280.3991 | 280.3991
| F-544 | 0 | EX.FAN-02 | Sweden | Inline Fan | Single | Ambient | K 315 M sileo** | 300 | 100 | 1 | 234.5156 | 234.5156
| F-545 | 0 | EX.FAN-03 | Germany | Centrifugal Inline | Single | Ambient | MUB 025 355EV Multibox | 500 | 100 | 1 | 848.8444 | 848.8444
| F-546 | 0 | EX.FAN-04 | Sweden | Inline Fan | Single | Ambient | KT 50-25-4 | 480 | 100 | 1 | 595.6356 | 595.6356
| F-547 | 0 | EX.FAN-05 | Sweden | Inline Fan | Single | Ambient | K 150 XL sileo | 125 | 100 | 1 | 145.2977 | 145.2977
| F-548 | 0 | EX.FAN-06 | Sweden | Inline Fan | Single | Ambient | K 315 M sileo** | 250 | 100 | 1 | 234.5156 | 234.5156
| F-549 | 0 | EX.FAN-07 | Sweden | Inline Fan | Single | Ambient | K 150 XL sileo | 125 | 100 | 1 | 145.2977 | 145.2977
| F-550 | 0 | EX.FAN-08 | Germany | Wall Mounted | Single | Ambient | AW 400E4 sileo Axial fan | 950 | - | 1 | 412.1016 | 412.1016
| F-551 | 0 | EX.FAN-09 | Germany | Wall Mounted | Single | Ambient | AW 450E4 sileo Axial fan | 1175 | - | 1 | 626.2246 | 626.2246
| F-552 | 0 | EX.FAN-10 | Germany | Wall Mounted | Single | Ambient | AW 450E4 sileo Axial fan | 1250 | - | 1 | 626.2246 | 626.2246
| F-553 | 0 | EX.FAN-11 | Germany | Wall Mounted | Single | Ambient | AW 450E4 sileo Axial fan | 1175 | - | 1 | 626.2246 | 626.2246
| F-554 | 0 | EX.FAN-12 | Germany | Wall Mounted | Single | Ambient | AW 450E4 sileo Axial fan | 1250 | - | 1 | 626.2246 | 626.2246
| F-555 | 0 | EX.FAN-13 | Germany | Wall Mounted | Single | Ambient | AW 450E4 sileo Axial fan | 1250 | - | 1 | 626.2246 | 626.2246
| F-556 | 0 | EX.FAN-14 | Germany | Wall Mounted | Single | Ambient | AW 450E4 sileo Axial fan | 1250 | - | 1 | 626.2246 | 626.2246
| F-557 | 0 | EX.FAN-15 | Germany | Wall Mounted | Single | Ambient | AW 400E4 sileo Axial fan | 940 | - | 1 | 412.1016 | 412.1016
| F-558 | 0 | EX.FAN-16 | Germany | Wall Mounted | Single | Ambient | AW 400E4 sileo Axial fan | 940 | - | 1 | 412.1016 | 412.1016
| F-559 | 0 | EX.FAN-17 | Sweden | Inline Fan | Single | Ambient | KT 50-30-4** | 600 | 100 | 1 | 729.8872 | 729.8872
| F-560 | 0 | EX.FAN-18 | Sweden | Inline Fan | Single | Ambient | K 315 L Sileo** | 400 | 100 | 1 | 280.3991 | 280.3991
| F-561 | 0 | EX.FAN-19 | Sweden | Inline Fan | Single | Ambient | K 200 L sileo | 200 | 100 | 1 | 176.7364 | 176.7364
| F-562 | 0 | EX.FAN-20 | Germany | Centrifugal Inline | Single | Ambient | MUB 025 355EV Multibox | 530 | 100 | 1 | 848.8444 | 848.8444
| F-563 | 0 | EX.FAN-21 | Sweden | Inline Fan | Single | Ambient | K 150 XL sileo | 140 | 100 | 1 | 145.2977 | 145.2977
| F-564 | 0 | EX.FAN-22 | Sweden | Inline Fan | Single | Ambient | K 315 M sileo** | 300 | 100 | 1 | 234.5156 | 234.5156
| F-565 | 0 | EX.FAN-23 | Germany | Axial Inline | Single | Ambient | AXC 355-6/24°-2-P (160) (1.1 kW) S IE3 | 1400 | 100 | 1 | 1190.4214 | 1190.4214
| F-566 | 0 | EX.FAN-24 | Sweden | Inline Fan | Single | Ambient | K 315 M sileo** | 300 | 100 | 1 | 234.5156 | 234.5156
| F-567 | 0 | EX.FAN-25 | Sweden | Inline Fan | Single | Ambient | K 150 XL sileo | 125 | 100 | 1 | 145.2977 | 145.2977
| F-568 | 0 | EX.FAN-26 | Sweden | Inline Fan | Single | Ambient | KT 50-30-4** | 600 | 100 | 1 | 729.8872 | 729.8872
| F-569 | 0 | EX.FAN-27 | Sweden | Inline Fan | Single | Ambient | KT 50-30-4** | 600 | 100 | 1 | 729.8872 | 729.8872
| F-570 | 0 | EX.FAN-28 | Sweden | Inline Fan | Single | Ambient | prio 315 | 750 | 100 | 1 | 680.605 | 680.605
| F-571 | 0 | EX.FAN-29 | Sweden | Inline Fan | Single | Ambient | KT 50-30-4** | 650 | 100 | 1 | 729.8872 | 729.8872
| F-572 | 0 | EX.FAN-30 | Sweden | Inline Fan | Single | Ambient | K 100 XL sileo | 50 | 100 | 1 | 118.9572 | 118.9572
| F-573 | 0 | EX.FAN-31 | Sweden | Inline Fan | Single | Ambient | K 100 XL sileo | 50 | 100 | 1 | 118.9572 | 118.9572
| F-574 | 0 | EX.FAN-32 | Sweden | Inline Fan | Single | Ambient | K 100 XL sileo | 50 | 100 | 1 | 118.9572 | 118.9572
| F-575 | 0 | EX.FAN-33 | Sweden | Inline Fan | Single | Ambient | K 100 XL sileo | 50 | 100 | 1 | 118.9572 | 118.9572
| F-576 | 0 | EX.FAN-34 | Sweden | Inline Fan | Single | Ambient | K 100 XL sileo | 50 | 100 | 1 | 118.9572 | 118.9572
| F-577 | 0 | EX.FAN-35 | Sweden | Inline Fan | Single | Ambient | K 100 XL sileo | 50 | 100 | 1 | 118.9572 | 118.9572
| F-578 | 0 | EX.FAN-36 | Sweden | Inline Fan | Single | Ambient | K 100 XL sileo | 50 | 100 | 1 | 118.9572 | 118.9572
| F-579 | 0 | EX.FAN-37 | Sweden | Inline Fan | Single | Ambient | K 100 XL sileo | 50 | 100 | 1 | 118.9572 | 118.9572
| F-580 | 0 | EX.FAN-38 | Sweden | Inline Fan | Single | Ambient | KT 50-30-4** | 550 | 150 | 1 | 729.8872 | 729.8872
| F-581 | 0 | EX.FAN-39 | China | Wall Mounted | Single | Ambient | AW 300E4-C | 225 | - | 1 | 360.2703 | 360.2703
| F-582 | 0 | EX.FAN-40 | China | Wall Mounted | Single | Ambient | AW 300E4-C | 225 | - | 1 | 360.2703 | 360.2703
| F-583 | 0 | EX.FAN-41 | China | Wall Mounted | Single | Ambient | AW 300E4-C | 225 | - | 1 | 360.2703 | 360.2703
| F-584 | 0 | EX.FAN-42 | China | Wall Mounted | Single | Ambient | AW 300E4-C | 225 | - | 1 | 360.2703 | 360.2703
| F-585 | 0 | EX.FAN-43 | Sweden | Inline Fan | Single | Ambient | K 150 XL sileo | 125 | 100 | 1 | 145.2977 | 145.2977
| F-586 | 0 | EX.FAN-44 | Sweden | Inline Fan | Single | Ambient | K 100 XL sileo | 50 | 100 | 1 | 118.9572 | 118.9572
| F-587 | 0 | EX.FAN-45 | Sweden | Inline Fan | Single | Ambient | K 150 XL sileo | 110 | 100 | 1 | 145.2977 | 145.2977
| F-588 | 0 | EX.FAN-46 | Sweden | Inline Fan | Single | Ambient | K 150 XL sileo | 130 | 100 | 1 | 145.2977 | 145.2977
| F-589 | 0 | EX.FAN-47 | China | Wall Mounted | Single | Ambient | AW 200E4-C | 75 | - | 1 | 269.1831 | 269.1831
| F-590 | 0 | EX.FAN-48 | China | Wall Mounted | Single | Ambient | AW 250E4-C | 150 | - | 1 | 295.0138 | 295.0138
| F-591 | 0 | EX.FAN-49 | Germany | Wall Mounted | Single | Ambient | AW 400E4 sileo Axial fan | 950 | - | 1 | 412.1016 | 412.1016
| F-592 | 0 | FR.FAN-01 | Sweden | Inline Fan | Single | Ambient | prio 315 | 700 | 100 | 1 | 680.605 | 680.605
| F-593 | 0 | FR.FAN-02 | Sweden | Inline Fan | Single | Ambient | K 150 XL sileo | 120 | 100 | 1 | 145.2977 | 145.2977
| F-594 | 0 | FR.FAN-03 | Germany | Centrifugal Inline | Single | Ambient | MUB 025 355EV Multibox | 520 | 100 | 1 | 848.8444 | 848.8444
| F-595 | 0 | FR.FAN-04 | Germany | Centrifugal Inline | Single | Ambient | MUB 025 355EV Multibox | 520 | 100 | 1 | 848.8444 | 848.8444
| F-596 | 0 | FR.FAN-05 | Sweden | Inline Fan | Single | Ambient | K 160 XL sileo | 170 | 100 | 1 | 145.2977 | 145.2977
| F-597 | 0 | FR.FAN-06 | Sweden | Inline Fan | Single | Ambient | K 315 M sileo** | 270 | 100 | 1 | 234.5156 | 234.5156
| F-598 | 0 | FR.FAN-07 | Sweden | Inline Fan | Single | Ambient | K 150 XL sileo | 150 | 100 | 1 | 145.2977 | 145.2977
| F-599 | 0 | FR.FAN-08 | Germany | Axial Inline | Single | Ambient | AXC 400-6/23°-2-P (160) (1.1 kW) S IE3 | 1980 | 100 | 1 | 1227.808 | 1227.808
| F-600 | 0 | FR.FAN-09 | Germany | Axial Inline | Single | Ambient | AXC 710-6/20°-4-P (350) (2.2 kW) S IE3 | 4990 | 100 | 1 | 1975.5388 | 1975.5388
| F-601 | 0 | FR.FAN-10 | Germany | Axial Inline | Single | Ambient | AXC 630-6/22°-4-P (250) (1.5 kW) S IE3 | 3950 | 100 | 1 | 1640.7593 | 1640.7593
| F-602 | 0 | FR.FAN-11 | Germany | Axial Inline | Single | Ambient | AXC 450-6/20°-2-P (200) (1.5 kW) S IE3 | 2500 | 100 | 1 | 1362.9094 | 1362.9094
| F-603 | 0 | FR.FAN-12 | Germany | Axial Inline | Single | Ambient | AXC 630-6/22°-4-P (250) (1.5 kW) S IE3 | 3950 | 100 | 1 | 1640.7593 | 1640.7593
| F-604 | 0 | FR.FAN-13 | Germany | Axial Inline | Single | Ambient | AXC 630-6/22°-4-P (250) (1.5 kW) S IE3 | 3950 | 100 | 1 | 1640.7593 | 1640.7593
| F-605 | 0 | FR.FAN-14 | Germany | Axial Inline | Single | Ambient | AXC 710-6/27°-4-P (350) (3 kW) S IE3 | 6150 | 100 | 1 | 2104.6923 | 2104.6923
| F-606 | 0 | FR.FAN-15 | Germany | Axial Inline | Single | Ambient | AXC 400-6/23°-2-P (160) (1.1 kW) S IE3 | 1970 | 100 | 1 | 1227.808 | 1227.808
| F-607 | 0 | FR.FAN-16 | Germany | Axial Inline | Single | Ambient | AXC 400-6/23°-2-P (160) (1.1 kW) S IE3 | 1970 | 100 | 1 | 1227.808 | 1227.808
| F-608 | 0 | FR.FAN-17 | Sweden | Inline Fan | Single | Ambient | prio 315 | 660 | 100 | 1 | 680.605 | 680.605
| F-609 | 0 | FR.FAN-18 | Sweden | Inline Fan | Single | Ambient | KT 50-25-4 | 440 | 100 | 1 | 595.6356 | 595.6356
| F-610 | 0 | FR.FAN-19 | Sweden | Inline Fan | Single | Ambient | K 200 L sileo | 220 | 100 | 1 | 176.7364 | 176.7364
| F-611 | 0 | FR.FAN-20 | Sweden | Inline Fan | Single | Ambient | KT 50-30-4** | 580 | 100 | 1 | 729.8872 | 729.8872
| F-612 | 0 | FR.FAN-21 | Sweden | Inline Fan | Single | Ambient | K 315 M sileo** | 290 | 100 | 1 | 234.5156 | 234.5156
| F-613 | 0 | FR.FAN-22 | Sweden | Inline Fan | Single | Ambient | K 315 L Sileo** | 330 | 100 | 1 | 280.3991 | 280.3991
| F-614 | 0 | FR.FAN-23 | Germany | Axial Inline | Single | Ambient | AXC 355-6/27°-2-P (160) (1.1 kW) S IE3 | 1500 | 100 | 1 | 1190.4214 | 1190.4214
| F-615 | 0 | FR.FAN-24 | Sweden | Inline Fan | Single | Ambient | K 315 L Sileo** | 330 | 100 | 1 | 280.3991 | 280.3991
| F-616 | 0 | FR.FAN-25 | Sweden | Inline Fan | Single | Ambient | K 150 XL sileo | 135 | 100 | 1 | 145.2977 | 145.2977
| F-617 | 0 | FR.FAN-26 | Sweden | Inline Fan | Single | Ambient | KT 50-30-4** | 650 | 100 | 1 | 729.8872 | 729.8872
| F-618 | 0 | FR.FAN-27 | Sweden | Inline Fan | Single | Ambient | KT 50-30-4** | 650 | 100 | 1 | 729.8872 | 729.8872
| F-619 | 0 | FR.FAN-28 | Sweden | Inline Fan | Single | Ambient | prio 315 | 775 | 100 | 1 | 680.605 | 680.605
| F-620 | 0 | FR.FAN-30 | Sweden | Inline Fan | Single | Ambient | KT 50-25-4 | 450 | 100 | 1 | 595.6356 | 595.6356
| F-621 | 0 | FR.FAN-29 | Sweden | Inline Fan | Single | Ambient | prio 315 | 675 | 100 | 1 | 680.605 | 680.605
| F-622 | 0 | FR.FAN-31 | Sweden | Inline Fan | Single | Ambient | K 250 L sileo | 230 | 150 | 1 | 189.4818 | 189.4818
| F-623 | 0 | FR.FAN-32 | Sweden | Inline Fan | Single | Ambient | K 315 M sileo** | 250 | 150 | 1 | 234.5156 | 234.5156
| F-624 | 0 | FR.FAN-33 | Sweden | Inline Fan | Single | Ambient | K 315 M sileo** | 250 | 150 | 1 | 234.5156 | 234.5156
| F-625 | 0 | FR.FAN-34 | Sweden | Inline Fan | Single | Ambient | K 315 M sileo** | 250 | 150 | 1 | 234.5156 | 234.5156
| F-626 | 0 | FR.FAN-35 | Sweden | Inline Fan | Single | Ambient | K 315 M sileo** | 250 | 150 | 1 | 234.5156 | 234.5156
| F-627 | 0 | FR.FAN-36 | Sweden | Inline Fan | Single | Ambient | K 150 XL sileo | 135 | 100 | 1 | 145.2977 | 145.2977
| F-628 | 0 | PR.FAN-01A | Germany | Axial Inline | Single | Ambient | AXC 900-10/15°-4-P (450) (7.5 kW) S IE3 | 5939 | 500 | 1 | 3127.724 | 3127.724
| F-629 | 0 | PR.FAN-02A | Germany | Axial Inline | Single | Ambient | AXC 900-10/16°-4-P (450) (7.5 kW) S IE3 | 6405 | 500 | 1 | 3127.724 | 3127.724
| F-630 | 0 | PR.FAN-03A | Germany | Axial Inline | Single | Ambient | AXC 900-10/16°-4-P (450) (7.5 kW) S IE3 | 6405 | 500 | 1 | 3127.724 | 3127.724
| F-631 | 0 | PR.FAN-01B | Germany | Axial Inline | Single | Ambient | AXC 900-10/16°-4-P (450) (7.5 kW) S IE3 | 6412 | 500 | 1 | 3127.724 | 3127.724
| F-632 | 0 | PR.FAN-02B | Germany | Axial Inline | Single | Ambient | AXC 900-10/16°-4-P (450) (7.5 kW) S IE3 | 6412 | 500 | 1 | 3127.724 | 3127.724
| F-633 | 0 | PR.FAN-01C | Germany | Axial Inline | Single | Ambient | AXC 900-10/16°-4-P (450) (7.5 kW) S IE3 | 6495 | 500 | 1 | 3127.724 | 3127.724
| F-634 | 0 | PR.FAN-02C | Germany | Axial Inline | Single | Ambient | AXC 900-10/16°-4-P (450) (7.5 kW) S IE3 | 6525 | 500 | 1 | 3127.724 | 3127.724
| F-635 | 0 | PR.FAN-01D | Germany | Axial Inline | Single | Ambient | AXC 900-10/15°-4-P (450) (7.5 kW) S IE3 | 6235 | 500 | 1 | 3127.724 | 3127.724
| F-636 | 0 | PR.FAN-02D | Germany | Axial Inline | Single | Ambient | AXC 900-10/15°-4-P (450) (7.5 kW) S IE3 | 5996 | 500 | 1 | 3127.724 | 3127.724
| F-637 | 0 | PR.FAN-01E | Germany | Axial Inline | Single | Ambient | AXC 900-10/16°-4-P (450) (7.5 kW) S IE3 | 6294 | 500 | 1 | 3127.724 | 3127.724
| F-638 | 0 | PR.FAN-02E | Germany | Axial Inline | Single | Ambient | AXC 900-10/16°-4-P (450) (7.5 kW) S IE3 | 6294 | 500 | 1 | 3127.724 | 3127.724
| F-639 | 0 | G.EX.FAN-01A | Sweden | Inline Fan | Single | Ambient | K 150 XL sileo | 140 | 150 | 1 | 145.2977 | 145.2977
| F-640 | 0 | G.EX.FAN-01B | Sweden | Inline Fan | Single | Ambient | K 150 XL sileo | 125 | 150 | 1 | 145.2977 | 145.2977
| F-641 | 0 | G.EX.FAN-01C | Sweden | Inline Fan | Single | Ambient | K 200 L sileo | 190 | 150 | 1 | 176.7364 | 176.7364
| F-642 | 0 | G.EX.FAN-01D | Sweden | Inline Fan | Single | Ambient | K 150 XL sileo | 125 | 150 | 1 | 145.2977 | 145.2977
| F-643 | 0 | G.EX.FAN-01E | Sweden | Inline Fan | Single | Ambient | K 150 XL sileo | 140 | 150 | 1 | 145.2977 | 145.2977
| F-644 | 0 | EX.FAN-01 | China | Wall Mounted | Single | Ambient | AW 300E4-C | 350 | - | 1 | 360.2703 | 360.2703
| F-645 | 0 | EX.FAN-02 | China | Wall Mounted | Single | Ambient | AW 200E4-C | 100 | - | 1 | 269.1831 | 269.1831
| F-646 | 0 | PR.FAN-01A | Germany | Axial Inline | Single | Ambient | AXC 900-10/17°-4-P (450) (7.5 kW) S IE3 | 6887 | 500 | 1 | 3127.724 | 3127.724
| F-647 | 0 | PR.FAN-02A | Germany | Axial Inline | Single | Ambient | AXC 900-10/17°-4-P (450) (7.5 kW) S IE3 | 6887 | 500 | 1 | 3127.724 | 3127.724
| F-648 | 0 | PR.FAN-01B | Germany | Axial Inline | Single | Ambient | AXC 900-10/16°-4-P (450) (7.5 kW) S IE3 | 6585 | 500 | 1 | 3127.724 | 3127.724
| F-649 | 0 | PR.FAN-02B | Germany | Axial Inline | Single | Ambient | AXC 900-10/16°-4-P (450) (7.5 kW) S IE3 | 6585 | 500 | 1 | 3127.724 | 3127.724
| F-650 | 0 | PR.FAN-01C | Germany | Axial Inline | Single | Ambient | AXC 900-10/17°-4-P (450) (7.5 kW) S IE3 | 6825 | 500 | 1 | 3127.724 | 3127.724
| F-651 | 0 | PR.FAN-02C | Germany | Axial Inline | Single | Ambient | AXC 900-10/17°-4-P (450) (7.5 kW) S IE3 | 6825 | 500 | 1 | 3127.724 | 3127.724
| F-652 | 0 | G.EX.FAN-01A | Sweden | Inline Fan | Single | Ambient | K 150 XL sileo | 140 | 150 | 1 | 145.2977 | 145.2977
| F-653 | 0 | G.EX.FAN-01B | Sweden | Inline Fan | Single | Ambient | K 150 XL sileo | 140 | 150 | 1 | 145.2977 | 145.2977
| F-654 | 0 | G.EX.FAN-01C | Sweden | Inline Fan | Single | Ambient | K 200 M sileo | 155 | 150 | 1 | 146.1474 | 146.1474
| F-655 | 0 | EX.FAN-01 | China | Wall Mounted | Single | Ambient | AW 300E4-C | 350 | - | 1 | 360.2703 | 360.2703
| F-656 | 0 | EX.FAN-02 | Germany | Axial Inline | Single | Ambient | AXC 400-6/22°-2-P (160) (1.1 kW) S IE3 | 1875 | 150 | 1 | 1227.808 | 1227.808
| F-657 | 0 | FA.FAN-01 | Germany | Axial Inline | Single | Ambient | AXC 400-6/22°-2-P (160) (1.1 kW) S IE3 | 1875 | 150 | 1 | 1227.808 | 1227.808
| F-658 | 0 | PR.FAN-01A | Germany | Axial Inline | Single | Ambient | AXC 900-10/16°-4-P (450) (7.5 kW) S IE3 | 6763 | 500 | 1 | 3127.724 | 3127.724
| F-659 | 0 | PR.FAN-02A | Germany | Axial Inline | Single | Ambient | AXC 900-10/16°-4-P (450) (7.5 kW) S IE3 | 6763 | 500 | 1 | 3127.724 | 3127.724
| F-660 | 0 | PR.FAN-01B | Germany | Axial Inline | Single | Ambient | AXC 900-10/16°-4-P (450) (7.5 kW) S IE3 | 6585 | 500 | 1 | 3127.724 | 3127.724
| F-661 | 0 | PR.FAN-02B | Germany | Axial Inline | Single | Ambient | AXC 900-10/16°-4-P (450) (7.5 kW) S IE3 | 6585 | 500 | 1 | 3127.724 | 3127.724
| F-662 | 0 | PR.FAN-01C | Germany | Axial Inline | Single | Ambient | AXC 900-10/16°-4-P (450) (7.5 kW) S IE3 | 6353 | 500 | 1 | 3127.724 | 3127.724
| F-663 | 0 | PR.FAN-02C | Germany | Axial Inline | Single | Ambient | AXC 900-10/16°-4-P (450) (7.5 kW) S IE3 | 6585 | 500 | 1 | 3127.724 | 3127.724
| F-664 | 0 | G.EX.FAN-01A | Sweden | Inline Fan | Single | Ambient | K 200 M sileo | 155 | 150 | 1 | 146.1474 | 146.1474
| F-665 | 0 | G.EX.FAN-01B | Sweden | Inline Fan | Single | Ambient | K 150 XL sileo | 140 | 150 | 1 | 145.2977 | 145.2977
| F-666 | 0 | G.EX.FAN-01C | Sweden | Inline Fan | Single | Ambient | K 150 XL sileo | 140 | 150 | 1 | 145.2977 | 145.2977
| F-667 | 0 | EX.FAN-01 | China | Wall Mounted | Single | Ambient | AW 300E4-C | 350 | - | 1 | 360.2703 | 360.2703
| F-668 | 0 | EX.FAN-02 | China | Wall Mounted | Single | Ambient | AW 250E4-C | 175 | - | 1 | 295.0138 | 295.0138
| F-669 | 0 | PR.FAN-01A | Germany | Axial Inline | Single | Ambient | AXC 900-10/16°-4-P (450) (7.5 kW) S IE3 | 6763 | 500 | 1 | 3127.724 | 3127.724
| F-670 | 0 | PR.FAN-02A | Germany | Axial Inline | Single | Ambient | AXC 900-10/16°-4-P (450) (7.5 kW) S IE3 | 6763 | 500 | 1 | 3127.724 | 3127.724
| F-671 | 0 | PR.FAN-01B | Germany | Axial Inline | Single | Ambient | AXC 900-10/15°-4-P (450) (7.5 kW) S IE3 | 6023 | 500 | 1 | 3127.724 | 3127.724
| F-672 | 0 | PR.FAN-02B | Germany | Axial Inline | Single | Ambient | AXC 900-10/16°-4-P (450) (7.5 kW) S IE3 | 6294 | 500 | 1 | 3127.724 | 3127.724
| F-673 | 0 | PR.FAN-01C | Germany | Axial Inline | Single | Ambient | AXC 900-10/16°-4-P (450) (7.5 kW) S IE3 | 6294 | 500 | 1 | 3127.724 | 3127.724
| F-674 | 0 | PR.FAN-02C | Germany | Axial Inline | Single | Ambient | AXC 900-10/16°-4-P (450) (7.5 kW) S IE3 | 6525 | 500 | 1 | 3127.724 | 3127.724
| F-675 | 0 | PR.FAN-01D | Germany | Axial Inline | Single | Ambient | AXC 900-10/15°-4-P (450) (7.5 kW) S IE3 | 6110 | 500 | 1 | 3127.724 | 3127.724
| F-676 | 0 | PR.FAN-02D | Germany | Axial Inline | Single | Ambient | AXC 900-10/16°-4-P (450) (7.5 kW) S IE3 | 6353 | 500 | 1 | 3127.724 | 3127.724
| F-677 | 0 | G.EX.FAN-01A | Sweden | Inline Fan | Single | Ambient | K 200 M sileo | 155 | 150 | 1 | 146.1474 | 146.1474
| F-678 | 0 | G.EX.FAN-01B | Sweden | Inline Fan | Single | Ambient | K 150 XL sileo | 125 | 150 | 1 | 145.2977 | 145.2977
| F-679 | 0 | G.EX.FAN-01C | Sweden | Inline Fan | Single | Ambient | K 150 XL sileo | 140 | 150 | 1 | 145.2977 | 145.2977
| F-680 | 0 | G.EX.FAN-01D | Sweden | Inline Fan | Single | Ambient | K 150 XL sileo | 125 | 150 | 1 | 145.2977 | 145.2977
| F-681 | 0 | EX.FAN-01 | China | Wall Mounted | Single | Ambient | AW 300E4-C | 350 | - | 1 | 360.2703 | 360.2703
| F-689 | 0 | 0 | 0 | 0 | 0 | 0 | 0 | 0 | 0 | 0.0001 | 2.0231e-07 | 2.0231e-11
| F-690 | 0 | 0 | 0 | 0 | 0 | 0 | 0 | 0 | 0 | 0.0001 | 2.0231e-07 | 2.0231e-11
| F-691 | 0 | 0 | 0 | 0 | 0 | 0 | 0 | 0 | 0 | 0.0001 | 2.0231e-07 | 2.0231e-11
| F-692 | 0 | 0 | 0 | 0 | 0 | 0 | 0 | 0 | 0 | 0.0001 | 2.0231e-07 | 2.0231e-11
| F-693 | 0 | 0 | 0 | 0 | 0 | 0 | 0 | 0 | 0 | 0.0001 | 2.0231e-07 | 2.0231e-11
| F-694 | 0 | 0 | 0 | 0 | 0 | 0 | 0 | 0 | 0 | 0.0001 | 2.0231e-07 | 2.0231e-11
| F-695 | 0 | 0 | 0 | 0 | 0 | 0 | 0 | 0 | 0 | 0.0001 | 2.0231e-07 | 2.0231e-11
| F-696 | 0 | 0 | 0 | 0 | 0 | 0 | 0 | 0 | 0 | 0.0001 | 2.0231e-07 | 2.0231e-11
| F-697 | 0 | 0 | 0 | 0 | 0 | 0 | 0 | 0 | 0 | 0.0001 | 2.0231e-07 | 2.0231e-11
| F-698 | 0 | 0 | 0 | 0 | 0 | 0 | 0 | 0 | 0 | 0.0001 | 2.0231e-07 | 2.0231e-11
| F-699 | 0 | 0 | 0 | 0 | 0 | 0 | 0 | 0 | 0 | 0.0001 | 2.0231e-07 | 2.0231e-11
| F-700 | 0 | 0 | 0 | 0 | 0 | 0 | 0 | 0 | 0 | 0.0001 | 2.0231e-07 | 2.0231e-11
| F-701 | 0 | 0 | 0 | 0 | 0 | 0 | 0 | 0 | 0 | 0.0001 | 2.0231e-07 | 2.0231e-11
| F-702 | 0 | 0 | 0 | 0 | 0 | 0 | 0 | 0 | 0 | 0.0001 | 2.0231e-07 | 2.0231e-11
| F-703 | 0 | 0 | 0 | 0 | 0 | 0 | 0 | 0 | 0 | 0.0001 | 2.0231e-07 | 2.0231e-11
| F-704 | 0 | 0 | 0 | 0 | 0 | 0 | 0 | 0 | 0 | 0.0001 | 2.0231e-07 | 2.0231e-11
| F-705 | 0 | 0 | 0 | 0 | 0 | 0 | 0 | 0 | 0 | 0.0001 | 2.0231e-07 | 2.0231e-11
| F-706 | 0 | 0 | 0 | 0 | 0 | 0 | 0 | 0 | 0 | 0.0001 | 2.0231e-07 | 2.0231e-11
| F-707 | 0 | 0 | 0 | 0 | 0 | 0 | 0 | 0 | 0 | 0.0001 | 2.0231e-07 | 2.0231e-11
| F-708 | 0 | 0 | 0 | 0 | 0 | 0 | 0 | 0 | 0 | 0.0001 | 2.0231e-07 | 2.0231e-11
| F-709 | 0 | 0 | 0 | 0 | 0 | 0 | 0 | 0 | 0 | 0.0001 | 2.0231e-07 | 2.0231e-11
| F-710 | 0 | 0 | 0 | 0 | 0 | 0 | 0 | 0 | 0 | 0.0001 | 2.0231e-07 | 2.0231e-11
| F-711 | 0 | 0 | 0 | 0 | 0 | 0 | 0 | 0 | 0 | 0.0001 | 2.0231e-07 | 2.0231e-11
| F-712 | 0 | 0 | 0 | 0 | 0 | 0 | 0 | 0 | 0 | 0.0001 | 2.0231e-07 | 2.0231e-11
| F-713 | 0 | 0 | 0 | 0 | 0 | 0 | 0 | 0 | 0 | 0.0001 | 2.0231e-07 | 2.0231e-11
| F-714 | 0 | 0 | 0 | 0 | 0 | 0 | 0 | 0 | 0 | 0.0001 | 2.0231e-07 | 2.0231e-11
| F-715 | 0 | 0 | 0 | 0 | 0 | 0 | 0 | 0 | 0 | 0.0001 | 2.0231e-07 | 2.0231e-11
| F-716 | 0 | 0 | 0 | 0 | 0 | 0 | 0 | 0 | 0 | 0.0001 | 2.0231e-07 | 2.0231e-11
| F-717 | 0 | 0 | 0 | 0 | 0 | 0 | 0 | 0 | 0 | 0.0001 | 2.0231e-07 | 2.0231e-11
| F-718 | 0 | 0 | 0 | 0 | 0 | 0 | 0 | 0 | 0 | 0.0001 | 2.0231e-07 | 2.0231e-11
| F-719 | 0 | 0 | 0 | 0 | 0 | 0 | 0 | 0 | 0 | 0.0001 | 2.0231e-07 | 2.0231e-11
| F-720 | 0 | 0 | 0 | 0 | 0 | 0 | 0 | 0 | 0 | 0.0001 | 2.0231e-07 | 2.0231e-11
| F-721 | 0 | 0 | 0 | 0 | 0 | 0 | 0 | 0 | 0 | 0.0001 | 2.0231e-07 | 2.0231e-11
| F-722 | 0 | 0 | 0 | 0 | 0 | 0 | 0 | 0 | 0 | 0.0001 | 2.0231e-07 | 2.0231e-11
| F-723 | 0 | 0 | 0 | 0 | 0 | 0 | 0 | 0 | 0 | 0.0001 | 2.0231e-07 | 2.0231e-11
| F-724 | 0 | 0 | 0 | 0 | 0 | 0 | 0 | 0 | 0 | 0.0001 | 2.0231e-07 | 2.0231e-11
| F-725 | 0 | 0 | 0 | 0 | 0 | 0 | 0 | 0 | 0 | 0.0001 | 2.0231e-07 | 2.0231e-11
| F-726 | 0 | 0 | 0 | 0 | 0 | 0 | 0 | 0 | 0 | 0.0001 | 2.0231e-07 | 2.0231e-11
| F-727 | 0 | 0 | 0 | 0 | 0 | 0 | 0 | 0 | 0 | 0.0001 | 2.0231e-07 | 2.0231e-11
| F-728 | 0 | 0 | 0 | 0 | 0 | 0 | 0 | 0 | 0 | 0.0001 | 2.0231e-07 | 2.0231e-11
| F-729 | 0 | 0 | 0 | 0 | 0 | 0 | 0 | 0 | 0 | 0.0001 | 2.0231e-07 | 2.0231e-11
| F-730 | 0 | 0 | 0 | 0 | 0 | 0 | 0 | 0 | 0 | 0.0001 | 2.0231e-07 | 2.0231e-11
| F-731 | 0 | 0 | 0 | 0 | 0 | 0 | 0 | 0 | 0 | 0.0001 | 2.0231e-07 | 2.0231e-11
| F-732 | 0 | 0 | 0 | 0 | 0 | 0 | 0 | 0 | 0 | 0.0001 | 2.0231e-07 | 2.0231e-11
| F-733 | 0 | 0 | 0 | 0 | 0 | 0 | 0 | 0 | 0 | 0.0001 | 2.0231e-07 | 2.0231e-11
| F-734 | 0 | 0 | 0 | 0 | 0 | 0 | 0 | 0 | 0 | 0.0001 | 2.0231e-07 | 2.0231e-11
| F-735 | 0 | 0 | 0 | 0 | 0 | 0 | 0 | 0 | 0 | 0.0001 | 2.0231e-07 | 2.0231e-11
| F-736 | 0 | 0 | 0 | 0 | 0 | 0 | 0 | 0 | 0 | 0.0001 | 2.0231e-07 | 2.0231e-11
| F-737 | 0 | 0 | 0 | 0 | 0 | 0 | 0 | 0 | 0 | 0.0001 | 2.0231e-07 | 2.0231e-11
| F-738 | 0 | 0 | 0 | 0 | 0 | 0 | 0 | 0 | 0 | 0.0001 | 2.0231e-07 | 2.0231e-11
| F-739 | 0 | 0 | 0 | 0 | 0 | 0 | 0 | 0 | 0 | 0.0001 | 2.0231e-07 | 2.0231e-11
| F-740 | 0 | 0 | 0 | 0 | 0 | 0 | 0 | 0 | 0 | 0.0001 | 2.0231e-07 | 2.0231e-11
| F-741 | 0 | 0 | 0 | 0 | 0 | 0 | 0 | 0 | 0 | 0.0001 | 2.0231e-07 | 2.0231e-11
| F-742 | 0 | 0 | 0 | 0 | 0 | 0 | 0 | 0 | 0 | 0.0001 | 2.0231e-07 | 2.0231e-11
| F-743 | 0 | 0 | 0 | 0 | 0 | 0 | 0 | 0 | 0 | 0.0001 | 2.0231e-07 | 2.0231e-11
| F-744 | 0 | 0 | 0 | 0 | 0 | 0 | 0 | 0 | 0 | 0.0001 | 2.0231e-07 | 2.0231e-11
| F-745 | 0 | 0 | 0 | 0 | 0 | 0 | 0 | 0 | 0 | 0.0001 | 2.0231e-07 | 2.0231e-11
| F-746 | 0 | 0 | 0 | 0 | 0 | 0 | 0 | 0 | 0 | 0.0001 | 2.0231e-07 | 2.0231e-11
267 | F-747 | 0 | 0 | 0 | 0 | 0 | 0 | 0 | 0 | 0 | 0.0001 | 2.0231e-07 | 2.0231e-11
268 | F-748 | 0 | 0 | 0 | 0 | 0 | 0 | 0 | 0 | 0 | 0.0001 | 2.0231e-07 | 2.0231e-11
269 | F-749 | 0 | 0 | 0 | 0 | 0 | 0 | 0 | 0 | 0 | 0.0001 | 2.0231e-07 | 2.0231e-11
270 | F-750 | 0 | 0 | 0 | 0 | 0 | 0 | 0 | 0 | 0 | 0.0001 | 2.0231e-07 | 2.0231e-11
271 | F-751 | 0 | 0 | 0 | 0 | 0 | 0 | 0 | 0 | 0 | 0.0001 | 2.0231e-07 | 2.0231e-11
272 | F-752 | 0 | 0 | 0 | 0 | 0 | 0 | 0 | 0 | 0 | 0.0001 | 2.0231e-07 | 2.0231e-11
273 | F-753 | 0 | 0 | 0 | 0 | 0 | 0 | 0 | 0 | 0 | 0.0001 | 2.0231e-07 | 2.0231e-11
274 | F-754 | 0 | 0 | 0 | 0 | 0 | 0 | 0 | 0 | 0 | 0.0001 | 2.0231e-07 | 2.0231e-11
275 | F-755 | 0 | 0 | 0 | 0 | 0 | 0 | 0 | 0 | 0 | 0.0001 | 2.0231e-07 | 2.0231e-11
276 | F-756 | 0 | 0 | 0 | 0 | 0 | 0 | 0 | 0 | 0 | 0.0001 | 2.0231e-07 | 2.0231e-11
277 | F-757 | 0 | 0 | 0 | 0 | 0 | 0 | 0 | 0 | 0 | 0.0001 | 2.0231e-07 | 2.0231e-11
278 | F-758 | 0 | 0 | 0 | 0 | 0 | 0 | 0 | 0 | 0 | 0.0001 | 2.0231e-07 | 2.0231e-11
279 | F-759 | 0 | 0 | 0 | 0 | 0 | 0 | 0 | 0 | 0 | 0.0001 | 2.0231e-07 | 2.0231e-11
280 | F-760 | 0 | 0 | 0 | 0 | 0 | 0 | 0 | 0 | 0 | 0.0001 | 2.0231e-07 | 2.0231e-11
281 | F-761 | 0 | 0 | 0 | 0 | 0 | 0 | 0 | 0 | 0 | 0.0001 | 2.0231e-07 | 2.0231e-11
282 | F-762 | 0 | 0 | 0 | 0 | 0 | 0 | 0 | 0 | 0 | 0.0001 | 2.0231e-07 | 2.0231e-11
283 | F-763 | 0 | 0 | 0 | 0 | 0 | 0 | 0 | 0 | 0 | 0.0001 | 2.0231e-07 | 2.0231e-11
284 | F-764 | 0 | 0 | 0 | 0 | 0 | 0 | 0 | 0 | 0 | 0.0001 | 2.0231e-07 | 2.0231e-11
285 | F-765 | 0 | 0 | 0 | 0 | 0 | 0 | 0 | 0 | 0 | 0.0001 | 2.0231e-07 | 2.0231e-11
286 | F-766 | 0 | 0 | 0 | 0 | 0 | 0 | 0 | 0 | 0 | 0.0001 | 2.0231e-07 | 2.0231e-11
287 | F-767 | 0 | 0 | 0 | 0 | 0 | 0 | 0 | 0 | 0 | 0.0001 | 2.0231e-07 | 2.0231e-11
288 | F-768 | 0 | 0 | 0 | 0 | 0 | 0 | 0 | 0 | 0 | 0.0001 | 2.0231e-07 | 2.0231e-11
289 | F-769 | 0 | 0 | 0 | 0 | 0 | 0 | 0 | 0 | 0 | 0.0001 | 2.0231e-07 | 2.0231e-11
290 | F-770 | 0 | 0 | 0 | 0 | 0 | 0 | 0 | 0 | 0 | 0.0001 | 2.0231e-07 | 2.0231e-11
291 | F-771 | 0 | 0 | 0 | 0 | 0 | 0 | 0 | 0 | 0 | 0.0001 | 2.0231e-07 | 2.0231e-11
292 | F-772 | 0 | 0 | 0 | 0 | 0 | 0 | 0 | 0 | 0 | 0.0001 | 2.0231e-07 | 2.0231e-11
293 | F-773 | 0 | 0 | 0 | 0 | 0 | 0 | 0 | 0 | 0 | 0.0001 | 2.0231e-07 | 2.0231e-11
294 | F-774 | 0 | 0 | 0 | 0 | 0 | 0 | 0 | 0 | 0 | 0.0001 | 2.0231e-07 | 2.0231e-11
295 | F-775 | 0 | 0 | 0 | 0 | 0 | 0 | 0 | 0 | 0 | 0.0001 | 2.0231e-07 | 2.0231e-11
296 | F-776 | 0 | 0 | 0 | 0 | 0 | 0 | 0 | 0 | 0 | 0.0001 | 2.0231e-07 | 2.0231e-11
297 | F-777 | 0 | 0 | 0 | 0 | 0 | 0 | 0 | 0 | 0 | 0.0001 | 2.0231e-07 | 2.0231e-11
298 | F-778 | 0 | 0 | 0 | 0 | 0 | 0 | 0 | 0 | 0 | 0.0001 | 2.0231e-07 | 2.0231e-11
299 | F-779 | 0 | 0 | 0 | 0 | 0 | 0 | 0 | 0 | 0 | 0.0001 | 2.0231e-07 | 2.0231e-11
300 | F-780 | 0 | 0 | 0 | 0 | 0 | 0 | 0 | 0 | 0 | 0.0001 | 2.0231e-07 | 2.0231e-11
301 | F-781 | 0 | 0 | 0 | 0 | 0 | 0 | 0 | 0 | 0 | 0.0001 | 2.0231e-07 | 2.0231e-11
302 | F-782 | 0 | 0 | 0 | 0 | 0 | 0 | 0 | 0 | 0 | 0.0001 | 2.0231e-07 | 2.0231e-11
303 | F-783 | 0 | 0 | 0 | 0 | 0 | 0 | 0 | 0 | 0 | 0.0001 | 2.0231e-07 | 2.0231e-11
| Total DDP Including 14% VAT | [9 empty] | 934.0095 | 6500000

## SUPPLIER
SN | Reference | Origin | Fan Type | Speed | Smoke Rating | Article No. | Model | Flow l/s | ESP Pa | Qty.
F-01 | FAF-A29-B02-01 | Germany | Axial Inline | Single | Ambient | CAP071140001G | AXC 710-9/20°-4-P (350) (3 kW) S IE3 | 3560 | 375 | 2
F-02 | FAF-A29-B02-02 | Germany | Centrifugal Inline | Single | Ambient | 235403 | MUB 042 400EV Multibox | 580 | 250 | 1
F-03 | FAF-A30-B02-01 | Sweden | Inline Fan | Single | Ambient | 93097 | KT 60-30-4 | 855 | 250 | 1
F-04 | FAF-A35-B02-01 | Germany | Axial Inline | Single | Ambient | CAP040120001F | AXC 400-6/31°-2-P (160) (2.2 kW) S IE3 C | 2240 | 250 | 2
F-05 | FAF-A35-B02-02 | Germany | Centrifugal Fan | Single | Ambient | 334079 | PRF 355D4 | 1125 | 250 | 1
F-06 | FAF-B30-B02-02 | Sweden | Inline Fan | Single | Ambient | 19514 | K 315 L Sileo** | 340 | 125 | 1
F-07 | FAF-B35-B02-01 | Sweden | Inline Fan | Single | Ambient | 93098 | KT 60-35-4 | 1025 | 250 | 1
F-08 | FAF-B35-B02-02 | Germany | Axial Inline | Single | Ambient | CAPV080340001H | AXC 800-6/20°-4-PV (350) (4 kW) S IE3 A | 5800 | 375 | 2
F-09 | FAF-B35-B02-03 | Germany | Axial Inline | Single | Ambient | CAP045120001F | AXC 450-6/23°-2-P (200) (2.2 kW) S IE3 | 2405 | 375 | 1
F-10 | FAF-B35-B02-04 | Sweden | Inline Fan | Single | Ambient | 27758 | K 315 M sileo** | 210 | 250 | 1
F-11 | FAF-C29-B02-01 | Sweden | Inline Fan | Single | Ambient | 93098 | KT 60-35-4 | 1145 | 250 | 1
F-12 | FAF-C29-B02-02 | Sweden | Inline Fan | Single | Ambient | 93097 | KT 60-30-4 | 725 | 250 | 1
F-13 | FAF-C29-B02-03 | Germany | Axial Inline | Single | Ambient | CAP080340001H | AXC 800-6/17°-4-P (350) (4 kW) S IE3 | 4450 | 375 | 2
F-14 | FAF-C29-B02-04 | Germany | Centrifugal Fan | Single | Ambient | 334079 | PRF 355D4 | 785 | 250 | 1
F-15 | FAF-C35-B02-01 | Sweden | Inline Fan | Single | Ambient | 27758 | K 315 M sileo** | 250 | 125 | 1
F-16 | FAF-C35-B02-03 | Germany | Axial Inline | Single | Ambient | CAP035120001D | AXC 355-6/25°-2-P (160) (1.1 kW) S IE3 | 1248 | 250 | 1
F-17 | FAF-A34-B02-01 | Sweden | Inline Fan | Single | Ambient | 93097 | KT 60-30-4 | 745 | 250 | 1
F-18 | FAF-A30-B01-01 | Germany | Axial Inline | Single | Ambient | CAP040120001F | AXC 400-6/31°-2-P (160) (2.2 kW) S IE3 C | 2230 | 250 | 2
F-19 | FAF-A30-B01-02 | Germany | Centrifugal Fan | Single | Ambient | 476764 | PRF 250D4 | 720 | 250 | 1
F-20 | FAF-A30-B01-03 | Sweden | Inline Fan | Single | Ambient | 19514 | K 315 L Sileo** | 310 | 250 | 1
F-21 | FAF-A30-B01-04 | Sweden | Inline Fan | Single | Ambient | 19512 | K 250 L sileo | 235 | 125 | 1
F-22 | FAF-A30-B01-05 | Germany | Centrifugal Inline | Single | Ambient | 235403 | MUB 042 400EV Multibox | 625 | 250 | 1
F-23 | FAF-A34-B01-01 | Germany | Centrifugal Inline | Single | Ambient | 276520 | MUB 042 450DV Multibox | 925 | 250 | 1
F-24 | FAF-A34-B01-02 | Germany | Centrifugal Fan | Single | Ambient | 476764 | PRF 250D4 | 545 | 250 | 1
F-25 | FAF-A37-B01-01 | Germany | Axial Inline | Single | Ambient | CAP040120001E | AXC 400-6/23°-2-P (160) (1.5 kW) S IE3 C | 1780 | 250 | 2
F-26 | FAF-A37-B01-02 | Sweden | Inline Fan | Single | Ambient | 25365 | K 160 XL sileo | 155 | 125 | 1
F-27 | FAF-A37-B01-03 | Germany | Axial Inline | Single | Ambient | CAP035120001D | AXC 355-6/25°-2-P (160) (1.1 kW) S IE3 C | 1250 | 250 | 1
F-28 | FAF-B30-B01-02 | Germany | Axial Inline | Single | Ambient | CAP071140001G | AXC 710-9/20°-4-P (350) (3 kW) S IE3 C | 3570 | 375 | 2
F-29 | FAF-B30-B01-03 | Germany | Centrifugal Inline | Single | Ambient | 235401 | MUB 025 355EV Multibox | 520 | 125 | 1
F-30 | FAF-B34-B01-02 | Sweden | Inline Fan | Single | Ambient | 19512 | K 250 L sileo | 230 | 125 | 1
F-31 | FAF-B34-B01-03 | Germany | Axial Inline | Single | Ambient | CAP045120001F | AXC 450-6/21°-2-P (200) (2.2 kW) S IE3 C | 2240 | 375 | 2
F-32 | FAF-B37-B01-01 | Germany | Axial Inline | Single | Ambient | CAP040120001F | AXC 400-6/27°-2-P (160) (2.2 kW) S IE3 | 2005 | 250 | 1
F-33 | FAF-B37-B01-02 | Germany | Axial Inline | Single | Ambient | CAP040120001E | AXC 400-6/23°-2-P (160) (1.5 kW) S IE3 C | 1780 | 250 | 2
F-34 | FAF-B37-B01-03 | Germany | Centrifugal Fan | Single | Ambient | 334079 | PRF 355D4 | 1035 | 250 | 1
F-35 | FAF-C30-B01-01 | Germany | Axial Inline | Single | Ambient | CAP040120001D | AXC 400-6/17°-2-P (160) (1.1 kW) S IE3 C | 1400 | 250 | 2
F-36 | FAF-C30-B01-02 | Germany | Axial Inline | Single | Ambient | CAP035120001D | AXC 355-6/25°-2-P (160) (1.1 kW) S IE3 | 1250 | 250 | 1
F-37 | FAF-C34-B01-04 | Germany | Axial Inline | Single | Ambient | CAP080340001H | AXC 800-6/17°-4-P (350) (4 kW) S IE3 A | 4470 | 375 | 2
F-38 | FAF-C35-B02-02 | Germany | Axial Inline | Single | Ambient | CAP040120001E | AXC 400-6/23°-2-P (160) (1.5 kW) S IE3 | 2240 | 250 | 2
F-39 | FAF-C37-B01-03 | Germany | Axial Inline | Single | Ambient | CAP050120001H | AXC 500-6/26°-2-P (200) (4 kW) S IE3 C | 3560 | 375 | 2
F-40 | EXF-A29-B02-01 | Sweden | Inline Fan | Single | Ambient | 25362 | K 150 M Sileo | 85 | 125 | 2
F-41 | EXF-A29-B02-02 | Germany | Wall Mounted | Single | Ambient | 37415 | AW 630DV sileo Axial fan | 3390 | - | 2
F-42 | EXF-A29-B02-03 | Germany | Centrifugal Inline | Single | Ambient | 235401 | MUB 025 355EV Multibox | 525 | 125 | 1
F-43 | EXF-A30-B02-01 | Sweden | Inline Fan | Single | Ambient | 93267 | prio 315 | 775 | 125 | 1
F-44 | EXF-A30-B02-03 | Sweden | Inline Fan | Single | Ambient | 19510 | K 200 L sileo | 195 | 125 | 1
F-164 | PR.FAN-C29-RF-01 | Germany | Axial Inline | Single | Ambient | CAPV080140001J | AXC 800-9/25°-4-PV (350) (7.5 kW) S IE3 A | 7255 | 500 | 1
F-165 | PR.FAN-A29-RF-01 | Germany | Axial Inline | Single | Ambient | CAPV080140001J | AXC 800-9/25°-4-PV (350) (7.5 kW) S IE3 A | 7260 | 500 | 1
F-166 | PR.FAN-A29-L05-01 | Germany | Axial Inline | Single | Ambient | CAP090140001J | AXC 900-10/18°-4-P (450) (7.5 kW) S IE3 A | 7465 | 500 | 1
F-167 | PR.FAN-C29-L05-01 | Germany | Axial Inline | Single | Ambient | CAP090140001J | AXC 900-10/18°-4-P (450) (7.5 kW) S IE3 A | 7460 | 500 | 1
F-168 | PR.FAN-B29-RF-01 | Germany | Axial Inline | Single | Ambient | CAP090140001J | AXC 900-10/17°-4-P (450) (7.5 kW) S IE3 A | 6915 | 500 | 1
F-169 | EXF-A29-GF-01 | Germany | Wall Mounted | Single | Ambient | 246889 | AW 350E4 sileo Axial fan | 670 | - | 1
F-170 | EXF-A29-RF-01 | Sweden | Inline Fan | Single | Ambient | 27758 | K 315 M sileo** | 240 | 150 | 1
F-171 | EXF-A29-L05-01 | Germany | Centrifugal Inline | Single | Ambient | 235403 | MUB 042 400EV Multibox | 655 | 200 | 1
F-172 | EXF-B29-RF-01 | Sweden | Inline Fan | Single | Ambient | 1487 | KT 50-25-4 | 410 | 150 | 1
F-173 | EXF-C29-RF-01 | Sweden | Inline Fan | Single | Ambient | 27758 | K 315 M sileo** | 265 | 150 | 1
F-174 | EXF-C29-L05-01 | Sweden | Inline Fan | Single | Ambient | 19512 | K 250 L sileo | 220 | 150 | 1
F-175 | EXF-A29-GR-02 | Germany | Wall Mounted | Single | Ambient | 37411 | AW 450E4 sileo Axial fan | 1185 | - | 1
F-176 | EXF-C29-4F-01 | China | Wall Mounted | Single | Ambient | 281424 | AW 250E4-C | 140 | - | 1
F-177 | FAF-A29-GR-01 | Germany | Wall Mounted | Single | Ambient | 37411 | AW 450E4 sileo Axial fan | 1250 | - | 1
F-863 | 0 | 0 | 0 | 0 | 0 | 0 | 0 | 0 | 0 | 0.0001
F-864 | 0 | 0 | 0 | 0 | 0 | 0 | 0 | 0 | 0 | 0.0001
F-865 | 0 | 0 | 0 | 0 | 0 | 0 | 0 | 0 | 0 | 0.0001
F-866 | 0 | 0 | 0 | 0 | 0 | 0 | 0 | 0 | 0 | 0.0001
F-867 | 0 | 0 | 0 | 0 | 0 | 0 | 0 | 0 | 0 | 0.0001
F-868 | 0 | 0 | 0 | 0 | 0 | 0 | 0 | 0 | 0 | 0.0001
F-869 | 0 | 0 | 0 | 0 | 0 | 0 | 0 | 0 | 0 | 0.0001
F-870 | 0 | 0 | 0 | 0 | 0 | 0 | 0 | 0 | 0 | 0.0001
F-871 | 0 | 0 | 0 | 0 | 0 | 0 | 0 | 0 | 0 | 0.0001
F-872 | 0 | 0 | 0 | 0 | 0 | 0 | 0 | 0 | 0 | 0.0001
F-873 | 0 | 0 | 0 | 0 | 0 | 0 | 0 | 0 | 0 | 0.0001
F-874 | 0 | 0 | 0 | 0 | 0 | 0 | 0 | 0 | 0 | 0.0001
F-875 | 0 | 0 | 0 | 0 | 0 | 0 | 0 | 0 | 0 | 0.0001
F-876 | 0 | 0 | 0 | 0 | 0 | 0 | 0 | 0 | 0 | 0.0001
F-877 | 0 | 0 | 0 | 0 | 0 | 0 | 0 | 0 | 0 | 0.0001
F-878 | 0 | 0 | 0 | 0 | 0 | 0 | 0 | 0 | 0 | 0.0001
F-879 | 0 | 0 | 0 | 0 | 0 | 0 | 0 | 0 | 0 | 0.0001
ACCESSORIES
[6 empty] | Article No. | NAME | Qty
[6 empty] | 0 | 0 | 0
[6 empty] | 0 | 0 | 0
[6 empty] | 0 | 0 | 0
[6 empty] | 0 | 0 | 0
[6 empty] | 0 | 0 | 0
[6 empty] | 0 | 0 | 0
[6 empty] | 0 | 0 | 0
[6 empty] | 0 | 0 | 0
[6 empty] | 0 | 0 | 0
[6 empty] | 0 | 0 | 0
[6 empty] | 0 | 0 | 0
[6 empty] | 0 | 0 | 0
[6 empty] | 0 | 0 | 0
[6 empty] | 0 | 0 | 0
[6 empty] | 0 | 0 | 0
[6 empty] | 0 | 0 | 0

## Germany price
Item no | Item name | Business area descr | Product group descr | Item group descr | Family name | Sales price | Price list Currency
1001 | K 100 M sileo |  | 201 Circular duct fans | 20101 Circular duct fans | K | 130 | EUR
1002 | K 125 M sileo |  | 201 Circular duct fans | 20101 Circular duct fans | K | 131 | EUR
19510 | K 200 L sileo |  | 201 Circular duct fans | 20101 Circular duct fans | K | 208 | EUR
19512 | K 250 L sileo |  | 201 Circular duct fans | 20101 Circular duct fans | K | 223 | EUR
19514 | K 315 L Sileo** |  | 201 Circular duct fans | 20101 Circular duct fans | K | 330 | EUR
25360 | K 100 XL sileo |  | 201 Circular duct fans | 20101 Circular duct fans | K | 140 | EUR
25361 | K 125 XL sileo |  | 201 Circular duct fans | 20101 Circular duct fans | K | 141 | EUR
25362 | K 150 M Sileo |  | 201 Circular duct fans | 20101 Circular duct fans | K | 145 | EUR
25363 | K 150 XL sileo |  | 201 Circular duct fans | 20101 Circular duct fans | K | 171 | EUR
25364 | K 160 M sileo |  | 201 Circular duct fans | 20101 Circular duct fans | K | 145 | EUR
25365 | K 160 XL sileo |  | 201 Circular duct fans | 20101 Circular duct fans | K | 171 | EUR
25366 | K 200 M sileo |  | 201 Circular duct fans | 20101 Circular duct fans | K | 172 | EUR
25367 | K 250 M sileo |  | 201 Circular duct fans | 20101 Circular duct fans | K | 183 | EUR
27758 | K 315 M sileo** |  | 201 Circular duct fans | 20101 Circular duct fans | K | 276 | EUR
251015 | K 315 sileo |  | 201 Circular duct fans | 20101 Circular duct fans | K | 288 | EUR
25332 | KD 200 L1** |  | 201 Circular duct fans | 20101 Circular duct fans | KD | 500 | EUR
25333 | KD 250 M1** |  | 201 Circular duct fans | 20101 Circular duct fans | KD | 510 | EUR
25334 | KD 250 L1** |  | 201 Circular duct fans | 20101 Circular duct fans | KD | 515 | EUR
25335 | KD 315 M1** |  | 201 Circular duct fans | 20101 Circular duct fans | KD | 520 | EUR
25336 | KD 315 L1** |  | 201 Circular duct fans | 20101 Circular duct fans | KD | 525 | EUR
25337 | KD 355 S1** |  | 201 Circular duct fans | 20101 Circular duct fans | KD | 530 | EUR
1205 | KV 100 M sileo |  | 201 Circular duct fans | 20101 Circular duct fans | KV | 152 | EUR
1208 | KV 125 M sileo |  | 201 Circular duct fans | 20101 Circular duct fans | KV | 154 | EUR
19518 | KV 200 L sileo |  | 201 Circular duct fans | 20101 Circular duct fans | KV | 249 | EUR
19519 | KV 250 L sileo |  | 201 Circular duct fans | 20101 Circular duct fans | KV | 263 | EUR
19520 | KV 315 L sileo** |  | 201 Circular duct fans | 20101 Circular duct fans | KV | 368 | EUR
25368 | KV 100 XL sileo |  | 201 Circular duct fans | 20101 Circular duct fans | KV | 163 | EUR
25369 | KV 125 XL sileo |  | 201 Circular duct fans | 20101 Circular duct fans | KV | 167 | EUR
25370 | KV 150 M sileo |  | 201 Circular duct fans | 20101 Circular duct fans | KV | 169 | EUR
25371 | KV 150 XL sileo |  | 201 Circular duct fans | 20101 Circular duct fans | KV | 198 | EUR
25372 | KV 160 M sileo |  | 201 Circular duct fans | 20101 Circular duct fans | KV | 170 | EUR
25373 | KV 160 XL sileo |  | 201 Circular duct fans | 20101 Circular duct fans | KV | 200 | EUR
25374 | KV 200 M sileo |  | 201 Circular duct fans | 20101 Circular duct fans | KV | 205 | EUR
25375 | KV 250 M sileo |  | 201 Circular duct fans | 20101 Circular duct fans | KV | 205 | EUR
27759 | KV 315 M sileo** |  | 201 Circular duct fans | 20101 Circular duct fans | KV | 330 | EUR
251016 | KV 315 sileo |  | 201 Circular duct fans | 20101 Circular duct fans | KV | 325 | EUR
36381 | prio 200E2 circular duct fan |  | 201 Circular duct fans | 20101 Circular duct fans | PRIO AC | 227 | EUR
36916 | prio 160E2 circular duct fan |  | 201 Circular duct fans | 20101 Circular duct fans | PRIO AC | 186 | EUR
37355 | prio 150E2 circular duct fan |  | 201 Circular duct fans | 20101 Circular duct fans | PRIO AC | 186 | EUR
38333 | prio 250E2 circular duct fan |  | 201 Circular duct fans | 20101 Circular duct fans | PRIO AC | 331 | EUR
93267 | prio 315 |  | 201 Circular duct fans | 20101 Circular duct fans | PRIO AC | 801 | EUR
93268 | prio 355 |  | 201 Circular duct fans | 20101 Circular duct fans | PRIO AC | 1107 | EUR
93269 | prio 400 |  | 201 Circular duct fans | 20101 Circular duct fans | PRIO AC | 1185 | EUR
145917 | prio 450 3~ |  | 201 Circular duct fans | 20101 Circular duct fans | PRIO AC | 2125 | EUR
145918 | prio 500 3~ |  | 201 Circular duct fans | 20101 Circular duct fans | PRIO AC | 2166 | EUR
486740 | prio ECO 100 |  | 201 Circular duct fans | 20101 Circular duct fans | PRIO ECO | 125 | EUR
486741 | prio ECO 125 |  | 201 Circular duct fans | 20101 Circular duct fans | PRIO ECO | 130 | EUR
486742 | prio ECO 150 |  | 201 Circular duct fans | 20101 Circular duct fans | PRIO ECO | 163 | EUR
486743 | prio ECO 160 |  | 201 Circular duct fans | 20101 Circular duct fans | PRIO ECO | 168 | EUR
486744 | prio ECO 200 |  | 201 Circular duct fans | 20101 Circular duct fans | PRIO ECO | 222 | EUR
486745 | prio ECO 250 |  | 201 Circular duct fans | 20101 Circular duct fans | PRIO ECO | 410 | EUR
486746 | prio ECO 315 |  | 201 Circular duct fans | 20101 Circular duct fans | PRIO ECO | 553 | EUR
486684 | prio S 100 |  | 201 Circular duct fans | 20101 Circular duct fans | PRIO S | 74 | EUR
486685 | prio S 125 |  | 201 Circular duct fans | 20101 Circular duct fans | PRIO S | 78 | EUR
486686 | prio S 150 |  | 201 Circular duct fans | 20101 Circular duct fans | PRIO S | 140 | EUR
486687 | prio S 160 |  | 201 Circular duct fans | 20101 Circular duct fans | PRIO S | 146 | EUR
486754 | prio ECO MAX 150 |  | 201 Circular duct fans | 20101 Circular duct fans | PRIOECO M | 225 | EUR
486755 | prio ECO MAX 200 |  | 201 Circular duct fans | 20101 Circular duct fans | PRIOECO M | 243 | EUR
486756 | prio ECO MAX 250 |  | 201 Circular duct fans | 20101 Circular duct fans | PRIOECO M | 348 | EUR
486757 | prio ECO MAX 355 |  | 201 Circular duct fans | 20101 Circular duct fans | PRIOECO M | 666 | EUR
486758 | prio ECO MAX 400 |  | 201 Circular duct fans | 20101 Circular duct fans | PRIOECO M | 743 | EUR
231060 | Prio Silent XP 150E2 |  | 201 Circular duct fans | 20101 Circular duct fans | PRIOSIL AC | 370 | EUR
231062 | Prio Silent XP 160E2 |  | 201 Circular duct fans | 20101 Circular duct fans | PRIOSIL AC | 373 | EUR
231064 | Prio Silent XP 200E2 |  | 201 Circular duct fans | 20101 Circular duct fans | PRIOSIL AC | 404 | EUR
231066 | Prio Silent XP 250E2 |  | 201 Circular duct fans | 20101 Circular duct fans | PRIOSIL AC | 502 | EUR
234862 | Prio Silent XP 315E2 |  | 201 Circular duct fans | 20101 Circular duct fans | PRIOSIL AC | 603 | EUR
486766 | Prio Silent ECO 100/125 |  | 201 Circular duct fans | 20101 Circular duct fans | PRIOSIL E | 304 | EUR
486767 | Prio Silent ECO 150/160 |  | 201 Circular duct fans | 20101 Circular duct fans | PRIOSIL E | 355 | EUR
1254 | RVF 100 Wall Fan White |  | 201 Circular duct fans | 20101 Circular duct fans | RVF | 272 | EUR
473311 | RVF 100 Wall Fan Black |  | 201 Circular duct fans | 20101 Circular duct fans | RVF | 272 | EUR
30341 | RVK 150E2-L sileo 1ph/230V |  | 201 Circular duct fans | 20101 Circular duct fans | RVK | 156 | EUR
30342 | RVK 160E2-L sileo 1ph/230V |  | 201 Circular duct fans | 20101 Circular duct fans | RVK | 158 | EUR
36092 | RVK 200E2 sileo 1ph/230V |  | 201 Circular duct fans | 20101 Circular duct fans | RVK | 162 | EUR
36093 | RVK 250E2 sileo 1ph/230V |  | 201 Circular duct fans | 20101 Circular duct fans | RVK | 165 | EUR
247019 | RVK 200E2-L sileo 1ph/230V |  | 201 Circular duct fans | 20101 Circular duct fans | RVK | 193 | EUR
247023 | RVK 250E2-L sileo 1ph/230V |  | 201 Circular duct fans | 20101 Circular duct fans | RVK | 198 | EUR
247025 | RVK 315E2 sileo 1ph/230V |  | 201 Circular duct fans | 20101 Circular duct fans | RVK | 293 | EUR
283445 | RVK 100E2-A |  | 201 Circular duct fans | 20101 Circular duct fans | RVK | 117 | EUR
283446 | RVK 125E2-A |  | 201 Circular duct fans | 20101 Circular duct fans | RVK | 118 | EUR
283447 | RVK 125E2-L -A |  | 201 Circular duct fans | 20101 Circular duct fans | RVK | 132 | EUR
283449 | RVK 150E2-A |  | 201 Circular duct fans | 20101 Circular duct fans | RVK | 138 | EUR
283451 | RVK 160E2-A |  | 201 Circular duct fans | 20101 Circular duct fans | RVK | 140 | EUR
2430 | KVK 125 Ins. Circ. duct fan |  | 201 Circular duct fans | 20103 Box fans | KVK | 447 | EUR
2433 | KVK 160 M Ins. Circ. duct fan |  | 201 Circular duct fans | 20103 Box fans | KVK | 477 | EUR
2434 | KVK 160 L Ins. Circ. duct fan |  | 201 Circular duct fans | 20103 Box fans | KVK | 552 | EUR
27427 | KVK 200 Ins. Circ. duct fan |  | 201 Circular duct fans | 20103 Box fans | KVK | 686 | EUR
27428 | KVK 250 Ins. Circ. duct fan |  | 201 Circular duct fans | 20103 Box fans | KVK | 843 | EUR
5127 | KVK DUO 160 Circular duct fan |  | 201 Circular duct fans | 20103 Box fans | KVK DUO | 835 | EUR
5341 | KVK DUO 125 Circular duct fan |  | 201 Circular duct fans | 20103 Box fans | KVK DUO | 799 | EUR
27792 | KVK DUO 200 Circular duct fan |  | 201 Circular duct fans | 20103 Box fans | KVK DUO | 1120 | EUR
27793 | KVK DUO 250 Circular duct fan |  | 201 Circular duct fans | 20103 Box fans | KVK DUO | 1250 | EUR
93297 | KVK DUO 315L** |  | 201 Circular duct fans | 20103 Box fans | KVK DUO | 2200 | EUR
92158 | KVK Silent 100 |  | 201 Circular duct fans | 20103 Box fans | KVK SILENT | 537 | EUR
92159 | KVK Silent 125 |  | 201 Circular duct fans | 20103 Box fans | KVK SILENT | 548 | EUR
92160 | KVK Silent 160 |  | 201 Circular duct fans | 20103 Box fans | KVK SILENT | 630 | EUR
92161 | KVK Silent 200 |  | 201 Circular duct fans | 20103 Box fans | KVK SILENT | 680 | EUR
92162 | KVK Silent 250 |  | 201 Circular duct fans | 20103 Box fans | KVK SILENT | 908 | EUR
92163 | KVK Silent 315 |  | 201 Circular duct fans | 20103 Box fans | KVK SILENT | 1526 | EUR
92164 | KVK Silent 355 |  | 201 Circular duct fans | 20103 Box fans | KVK SILENT | 1837 | EUR
92165 | KVK Silent 400 |  | 201 Circular duct fans | 20103 Box fans | KVK SILENT | 2013 | EUR
92140 | KVK Slim 100 |  | 201 Circular duct fans | 20103 Box fans | KVK SLIM | 330 | EUR
92141 | KVK Slim 125 |  | 201 Circular duct fans | 20103 Box fans | KVK SLIM | 332 | EUR
92142 | KVK Slim 160 |  | 201 Circular duct fans | 20103 Box fans | KVK SLIM | 379 | EUR
92143 | KVK Slim 200 |  | 201 Circular duct fans | 20103 Box fans | KVK SLIM | 471 | EUR
92144 | KVK Slim 250 |  | 201 Circular duct fans | 20103 Box fans | KVK SLIM | 658 | EUR
92145 | KVK Slim 315 |  | 201 Circular duct fans | 20103 Box fans | KVK SLIM | 1095 | EUR
92146 | KVK Slim 355 |  | 201 Circular duct fans | 20103 Box fans | KVK SLIM | 1474 | EUR
92147 | KVK Slim 400 |  | 201 Circular duct fans | 20103 Box fans | KVK SLIM | 1545 | EUR
2581 | K 200 EC sileo |  | 201 Circular duct fans | 20105 EC Circular duct fans | K EC | 346 | EUR
2584 | K 315M EC Circular duct fan |  | 201 Circular duct fans | 20105 EC Circular duct fans | K EC | 663 | EUR
16955 | K 100 EC sileo |  | 201 Circular duct fans | 20105 EC Circular duct fans | K EC | 309 | EUR
16956 | K 125 EC sileo |  | 201 Circular duct fans | 20105 EC Circular duct fans | K EC | 313 | EUR
77521 | K 160 EC sileo |  | 201 Circular duct fans | 20105 EC Circular duct fans | K EC | 333 | EUR
78585 | K 250 EC sileo |  | 201 Circular duct fans | 20105 EC Circular duct fans | K EC | 443 | EUR
88595 | K 150 EC sileo |  | 201 Circular duct fans | 20105 EC Circular duct fans | K EC | 320 | EUR
449571 | K 315L EC Circular duct fan |  | 201 Circular duct fans | 20105 EC Circular duct fans | K EC | 943 | EUR
255889 | KV 100 EC sileo |  | 201 Circular duct fans | 20105 EC Circular duct fans | KV EC | 383 | EUR
255890 | KV 125 EC sileo |  | 201 Circular duct fans | 20105 EC Circular duct fans | KV EC | 389 | EUR
333731 | KV 150 EC Sileo |  | 201 Circular duct fans | 20105 EC Circular duct fans | KV EC | 404 | EUR
333732 | KV 160 EC Sileo |  | 201 Circular duct fans | 20105 EC Circular duct fans | KV EC | 421 | EUR
333733 | KV 200 EC Sileo |  | 201 Circular duct fans | 20105 EC Circular duct fans | KV EC | 455 | EUR
333734 | KV 250 EC Sileo |  | 201 Circular duct fans | 20105 EC Circular duct fans | KV EC | 541 | EUR
333735 | KV 315M EC |  | 201 Circular duct fans | 20105 EC Circular duct fans | KV EC | 766 | EUR
47608 | prio 160EC incl. prot. guard |  | 201 Circular duct fans | 20105 EC Circular duct fans | PRIO EC | 405 | EUR
78184 | prio 150EC circ. duct fan |  | 201 Circular duct fans | 20105 EC Circular duct fans | PRIO EC | 392 | EUR
78185 | prio 160EC circ. duct fan |  | 201 Circular duct fans | 20105 EC Circular duct fans | PRIO EC | 395 | EUR
78186 | prio 200EC circ. duct fan |  | 201 Circular duct fans | 20105 EC Circular duct fans | PRIO EC | 462 | EUR
78187 | prio 250EC circ. duct fan |  | 201 Circular duct fans | 20105 EC Circular duct fans | PRIO EC | 508 | EUR
78188 | prio 250EC-L circ. duct |  | 201 Circular duct fans | 20105 EC Circular duct fans | PRIO EC | 554 | EUR
87795 | prio 315 EC |  | 201 Circular duct fans | 20105 EC Circular duct fans | PRIO EC | 1340 | EUR
87979 | prio 400 EC |  | 201 Circular duct fans | 20105 EC Circular duct fans | PRIO EC | 2300 | EUR
87999 | prio 355 EC |  | 201 Circular duct fans | 20105 EC Circular duct fans | PRIO EC | 1625 | EUR
93266 | prio 400 EC 3~ |  | 201 Circular duct fans | 20105 EC Circular duct fans | PRIO EC | 2350 | EUR
251725 | prio 450 3~ EC |  | 201 Circular duct fans | 20105 EC Circular duct fans | PRIO EC | 2750 | EUR
251726 | prio 500 3~ EC |  | 201 Circular duct fans | 20105 EC Circular duct fans | PRIO EC | 2835 | EUR
486747 | prio ECO 100 EC |  | 201 Circular duct fans | 20105 EC Circular duct fans | PRIO ECO E | 376 | EUR
486748 | prio ECO 125 EC |  | 201 Circular duct fans | 20105 EC Circular duct fans | PRIO ECO E | 385 | EUR
486749 | prio ECO 150 EC |  | 201 Circular duct fans | 20105 EC Circular duct fans | PRIO ECO E | 410 | EUR
486750 | prio ECO 160 EC |  | 201 Circular duct fans | 20105 EC Circular duct fans | PRIO ECO E | 415 | EUR
486751 | prio ECO 200 EC |  | 201 Circular duct fans | 20105 EC Circular duct fans | PRIO ECO E | 502 | EUR
486752 | prio ECO 250 EC |  | 201 Circular duct fans | 20105 EC Circular duct fans | PRIO ECO E | 666 | EUR
486753 | prio ECO 315 EC |  | 201 Circular duct fans | 20105 EC Circular duct fans | PRIO ECO E | 1179 | EUR
486759 | prio ECO MAX 150 EC |  | 201 Circular duct fans | 20105 EC Circular duct fans | PRIOECO ME | 451 | EUR
486760 | prio ECO MAX 200 EC |  | 201 Circular duct fans | 20105 EC Circular duct fans | PRIOECO ME | 549 | EUR
486761 | prio ECO MAX 250 EC |  | 201 Circular duct fans | 20105 EC Circular duct fans | PRIOECO ME | 820 | EUR
486762 | prio ECO MAX 315 EC |  | 201 Circular duct fans | 20105 EC Circular duct fans | PRIOECO ME | 1332 | EUR
486763 | prio ECO MAX 355 EC |  | 201 Circular duct fans | 20105 EC Circular duct fans | PRIOECO ME | 1332 | EUR
486764 | prio ECO MAX 355 EC-L |  | 201 Circular duct fans | 20105 EC Circular duct fans | PRIOECO ME | 1865 | EUR
486765 | prio ECO MAX 400 EC |  | 201 Circular duct fans | 20105 EC Circular duct fans | PRIOECO ME | 1918 | EUR
231061 | Prio Silent XP 150EC |  | 201 Circular duct fans | 20105 EC Circular duct fans | PRIOSIL EC | 515 | EUR
231063 | Prio Silent XP 160EC |  | 201 Circular duct fans | 20105 EC Circular duct fans | PRIOSIL EC | 517 | EUR
231065 | Prio Silent XP 200EC |  | 201 Circular duct fans | 20105 EC Circular duct fans | PRIOSIL EC | 548 | EUR
231067 | Prio Silent XP 250EC |  | 201 Circular duct fans | 20105 EC Circular duct fans | PRIOSIL EC | 579 | EUR
231068 | Prio Silent XP 250EC-L |  | 201 Circular duct fans | 20105 EC Circular duct fans | PRIOSIL EC | 610 | EUR
234863 | Prio Silent XP 315EC |  | 201 Circular duct fans | 20105 EC Circular duct fans | PRIOSIL EC | 715 | EUR
486768 | Prio Silent ECO 100/125 EC |  | 201 Circular duct fans | 20105 EC Circular duct fans | PRIOSIL EE | 426 | EUR
486769 | Prio Silent ECO 150/160 EC |  | 201 Circular duct fans | 20105 EC Circular duct fans | PRIOSIL EE | 453 | EUR
75068 | RVF 100 EC Wall Fan White |  | 201 Circular duct fans | 20105 EC Circular duct fans | RVF | 466 | EUR
76830 | KV DUO 150 EC |  | 201 Circular duct fans | 20106 EC Box fans | KV DUO EC | 1469 | EUR
76832 | KV DUO 250 EC |  | 201 Circular duct fans | 20106 EC Box fans | KV DUO EC | 1903 | EUR
76833 | KV DUO 315 EC |  | 201 Circular duct fans | 20106 EC Box fans | KV DUO EC | 2323 | EUR
76835 | KV DUO 500 EC |  | 201 Circular duct fans | 20106 EC Box fans | KV DUO EC | 4987 | EUR
448246 | KV DUO 630M EC |  | 201 Circular duct fans | 20106 EC Box fans | KV DUO EC | 6883 | EUR
449462 | KV DUO 400 EC |  | 201 Circular duct fans | 20106 EC Box fans | KV DUO EC | 4084 | EUR
576025 | KV DUO 630L EC |  | 201 Circular duct fans | 20106 EC Box fans | KV DUO EC | 6550 | EUR
92167 | KVK Silent 100 EC |  | 201 Circular duct fans | 20106 EC Box fans | KVK SIL EC | 742 | EUR
92168 | KVK Silent 125 EC |  | 201 Circular duct fans | 20106 EC Box fans | KVK SIL EC | 779 | EUR
92169 | KVK Silent 160 EC |  | 201 Circular duct fans | 20106 EC Box fans | KVK SIL EC | 849 | EUR
92170 | KVK Silent 200 EC |  | 201 Circular duct fans | 20106 EC Box fans | KVK SIL EC | 1085 | EUR
92171 | KVK Silent 250 EC |  | 201 Circular duct fans | 20106 EC Box fans | KVK SIL EC | 1382 | EUR
92172 | KVK Silent 315 EC |  | 201 Circular duct fans | 20106 EC Box fans | KVK SIL EC | 2453 | EUR
92173 | KVK Silent 355 EC |  | 201 Circular duct fans | 20106 EC Box fans | KVK SIL EC | 2754 | EUR
92174 | KVK Silent 400 EC |  | 201 Circular duct fans | 20106 EC Box fans | KVK SIL EC | 2904 | EUR
92175 | KVK Silent 500 EC |  | 201 Circular duct fans | 20106 EC Box fans | KVK SIL EC | 3265 | EUR
92149 | KVK Slim 100 EC |  | 201 Circular duct fans | 20106 EC Box fans | KVK SLIM E | 539 | EUR
92150 | KVK Slim 125 EC |  | 201 Circular duct fans | 20106 EC Box fans | KVK SLIM E | 542 | EUR
92151 | KVK Slim 160 EC |  | 201 Circular duct fans | 20106 EC Box fans | KVK SLIM E | 565 | EUR
92152 | KVK Slim 200 EC |  | 201 Circular duct fans | 20106 EC Box fans | KVK SLIM E | 749 | EUR
92153 | KVK Slim 250 EC |  | 201 Circular duct fans | 20106 EC Box fans | KVK SLIM E | 1142 | EUR
92154 | KVK Slim 315 EC |  | 201 Circular duct fans | 20106 EC Box fans | KVK SLIM E | 1697 | EUR
92155 | KVK Slim 355 EC |  | 201 Circular duct fans | 20106 EC Box fans | KVK SLIM E | 2190 | EUR
92156 | KVK Slim 400 EC |  | 201 Circular duct fans | 20106 EC Box fans | KVK SLIM E | 2263 | EUR
92157 | KVK Slim 500 EC |  | 201 Circular duct fans | 20106 EC Box fans | KVK SLIM E | 2754 | EUR
94729 | SUE 250EC 9kW |  | 202 Rectangular & Square Duct fans | 20200 Misc. Rectangular & Square duct fans | MUB+FILTER | 4100 | EUR
1870 | TLP 125/1,2 Air handl.unit |  | 202 Rectangular & Square Duct fans | 20200 Misc. Rectangular & Square duct fans | TLP | 1116 | EUR
1872 | TLP 160/2,1 Air handl.units |  | 202 Rectangular & Square Duct fans | 20200 Misc. Rectangular & Square duct fans | TLP | 1174 | EUR
1874 | TLP 200/3,0 Air handl.units |  | 202 Rectangular & Square Duct fans | 20200 Misc. Rectangular & Square duct fans | TLP | 1292 | EUR
1876 | TLP 200/5,0 Air handl.units |  | 202 Rectangular & Square Duct fans | 20200 Misc. Rectangular & Square duct fans | TLP | 1413 | EUR
251025 | TLP 315/6,0 Air handl.units |  | 202 Rectangular & Square Duct fans | 20200 Misc. Rectangular & Square duct fans | TLP | 2180 | EUR
9995558 | BKF 710D4-XL-120°C |  | 202 Rectangular & Square Duct fans | 20201 Rectangular duct fans | BKF-120 | 4342 | EUR
19550 | KE 50-30-6 Rectangular fan** |  | 202 Rectangular & Square Duct fans | 20201 Rectangular duct fans | KE | 845 | EUR
19551 | KE 60-30-6 Rectangular fan** |  | 202 Rectangular & Square Duct fans | 20201 Rectangular duct fans | KE | 1035 | EUR
27767 | KE 50-25-4 Rectangular fan** |  | 202 Rectangular & Square Duct fans | 20201 Rectangular duct fans | KE | 787 | EUR
1482 | KT 40-20-4 |  | 202 Rectangular & Square Duct fans | 20201 Rectangular duct fans | KT | 549 | EUR
1485 | KT 50-25-6 |  | 202 Rectangular & Square Duct fans | 20201 Rectangular duct fans | KT | 689 | EUR
1487 | KT 50-25-4 |  | 202 Rectangular & Square Duct fans | 20201 Rectangular duct fans | KT | 701 | EUR
1493 | KT 60-30-6 |  | 202 Rectangular & Square Duct fans | 20201 Rectangular duct fans | KT | 889 | EUR
1497 | KT 60-35-6 |  | 202 Rectangular & Square Duct fans | 20201 Rectangular duct fans | KT | 1204 | EUR
1504 | KT 70-40-6 |  | 202 Rectangular & Square Duct fans | 20201 Rectangular duct fans | KT | 1470 | EUR
1506 | KT 70-40-4 |  | 202 Rectangular & Square Duct fans | 20201 Rectangular duct fans | KT | 2173 | EUR
1511 | KT 80-50-6 |  | 202 Rectangular & Square Duct fans | 20201 Rectangular duct fans | KT | 2313 | EUR
93097 | KT 60-30-4 |  | 202 Rectangular & Square Duct fans | 20201 Rectangular duct fans | KT | 1182 | EUR
93098 | KT 60-35-4 |  | 202 Rectangular & Square Duct fans | 20201 Rectangular duct fans | KT | 1443 | EUR
93293 | KT 100-50-6** |  | 202 Rectangular & Square Duct fans | 20201 Rectangular duct fans | KT | 2844 | EUR
93294 | KT 50-30-4** |  | 202 Rectangular & Square Duct fans | 20201 Rectangular duct fans | KT | 859 | EUR
19531 | RS 50-25 sileo |  | 202 Rectangular & Square Duct fans | 20201 Rectangular duct fans | RS | 750 | EUR
39630 | RS 60-35 M1 sileo |  | 202 Rectangular & Square Duct fans | 20201 Rectangular duct fans | RS | 1200 | EUR
39631 | RS 60-35 L3 sileo |  | 202 Rectangular & Square Duct fans | 20201 Rectangular duct fans | RS | 1300 | EUR
39632 | RS 70-40 L3 sileo |  | 202 Rectangular & Square Duct fans | 20201 Rectangular duct fans | RS | 1400 | EUR
39633 | RS 80-50 M3 sileo |  | 202 Rectangular & Square Duct fans | 20201 Rectangular duct fans | RS | 1900 | EUR
39634 | RS 80-50 L3 sileo |  | 202 Rectangular & Square Duct fans | 20201 Rectangular duct fans | RS | 2100 | EUR
39635 | RS 100-50 L3 sileo |  | 202 Rectangular & Square Duct fans | 20201 Rectangular duct fans | RS | 2300 | EUR
77284 | RS 30-15 sileo |  | 202 Rectangular & Square Duct fans | 20201 Rectangular duct fans | RS | 380 | EUR
77285 | RS 40-20 M sileo |  | 202 Rectangular & Square Duct fans | 20201 Rectangular duct fans | RS | 450 | EUR
79383 | RS 60-35 M3 sileo |  | 202 Rectangular & Square Duct fans | 20201 Rectangular duct fans | RS | 1200 | EUR
79386 | RS 60-35 L1 sileo |  | 202 Rectangular & Square Duct fans | 20201 Rectangular duct fans | RS | 1300 | EUR
79388 | RS 70-40 L1 sileo |  | 202 Rectangular & Square Duct fans | 20201 Rectangular duct fans | RS | 1400 | EUR
251018 | RS 40-20 L sileo |  | 202 Rectangular & Square Duct fans | 20201 Rectangular duct fans | RS | 500 | EUR
39636 | RSI 60-35 M1 sileo |  | 202 Rectangular & Square Duct fans | 20201 Rectangular duct fans | RSI | 1700 | EUR
39637 | RSI 60-35 L3 sileo |  | 202 Rectangular & Square Duct fans | 20201 Rectangular duct fans | RSI | 1900 | EUR
39638 | RSI 70-40 L3 sileo |  | 202 Rectangular & Square Duct fans | 20201 Rectangular duct fans | RSI | 2100 | EUR
39639 | RSI 80-50 M3 sileo |  | 202 Rectangular & Square Duct fans | 20201 Rectangular duct fans | RSI | 2700 | EUR
39640 | RSI 80-50 L3 sileo |  | 202 Rectangular & Square Duct fans | 20201 Rectangular duct fans | RSI | 2800 | EUR
39641 | RSI 100-50 L3 sileo |  | 202 Rectangular & Square Duct fans | 20201 Rectangular duct fans | RSI | 3500 | EUR
79384 | RSI 60-35 M3 sileo |  | 202 Rectangular & Square Duct fans | 20201 Rectangular duct fans | RSI | 1700 | EUR
79387 | RSI 60-35 L1 sileo |  | 202 Rectangular & Square Duct fans | 20201 Rectangular duct fans | RSI | 1900 | EUR
79389 | RSI 70-40 L1 sileo |  | 202 Rectangular & Square Duct fans | 20201 Rectangular duct fans | RSI | 2100 | EUR
230500 | MUB 062 560EC Multibox |  | 202 Rectangular & Square Duct fans | 20202 EC Square duct fans | MUB EC | 2867 | EUR
230504 | MUB 062 630EC Multibox |  | 202 Rectangular & Square Duct fans | 20202 EC Square duct fans | MUB EC | 3140 | EUR
230507 | MUB 100 630EC Multibox |  | 202 Rectangular & Square Duct fans | 20202 EC Square duct fans | MUB EC | 4409 | EUR
235423 | MUB 025 315EC Multibox |  | 202 Rectangular & Square Duct fans | 20202 EC Square duct fans | MUB EC | 1034 | EUR
235424 | MUB 025 355EC Multibox |  | 202 Rectangular & Square Duct fans | 20202 EC Square duct fans | MUB EC | 1410 | EUR
235425 | MUB 042 400EC Multibox |  | 202 Rectangular & Square Duct fans | 20202 EC Square duct fans | MUB EC | 1692 | EUR
235426 | MUB 042 450EC Multibox |  | 202 Rectangular & Square Duct fans | 20202 EC Square duct fans | MUB EC | 2092 | EUR
235435 | MUB 042 450EC-K Multibox |  | 202 Rectangular & Square Duct fans | 20202 EC Square duct fans | MUB EC | 2021 | EUR
276629 | MUB 016 200EC Multibox |  | 202 Rectangular & Square Duct fans | 20202 EC Square duct fans | MUB EC | 965 | EUR
450910 | MUB 042 500EC Multibox |  | 202 Rectangular & Square Duct fans | 20202 EC Square duct fans | MUB EC | 2444 | EUR
453844 | MUB 100 630EC-A Multibox |  | 202 Rectangular & Square Duct fans | 20202 EC Square duct fans | MUB EC | 4409 | EUR
455155 | MUB 062 500EC Multibox |  | 202 Rectangular & Square Duct fans | 20202 EC Square duct fans | MUB EC | 2642 | EUR
472962 | MUB 100 710EC-Poti |  | 202 Rectangular & Square Duct fans | 20202 EC Square duct fans | MUB EC | 7351 | EUR
474707 | MUB CAV/VAV 100 710EC |  | 202 Rectangular & Square Duct fans | 20202 EC Square duct fans | MUB EC | 8641 | EUR
230501 | MUB-CAV/VAV 062 560EC |  | 202 Rectangular & Square Duct fans | 20202 EC Square duct fans | MUB-CAV | 3893 | EUR
230505 | MUB-CAV/VAV 062 630EC |  | 202 Rectangular & Square Duct fans | 20202 EC Square duct fans | MUB-CAV | 4398 | EUR
230508 | MUB-CAV/VAV 100 630EC |  | 202 Rectangular & Square Duct fans | 20202 EC Square duct fans | MUB-CAV | 5284 | EUR
235429 | MUB-CAV/VAV 025 315EC |  | 202 Rectangular & Square Duct fans | 20202 EC Square duct fans | MUB-CAV | 1884 | EUR
235430 | MUB-CAV/VAV 025 355EC |  | 202 Rectangular & Square Duct fans | 20202 EC Square duct fans | MUB-CAV | 2318 | EUR
235431 | MUB-CAV/VAV 042 400EC |  | 202 Rectangular & Square Duct fans | 20202 EC Square duct fans | MUB-CAV | 2544 | EUR
235432 | MUB-CAV/VAV 042 450EC |  | 202 Rectangular & Square Duct fans | 20202 EC Square duct fans | MUB-CAV | 3039 | EUR
235451 | MUB-CAV/VAV 042 450EC-K |  | 202 Rectangular & Square Duct fans | 20202 EC Square duct fans | MUB-CAV | 2905 | EUR
455154 | MUB-CAV/VAV 042 500EC |  | 202 Rectangular & Square Duct fans | 20202 EC Square duct fans | MUB-CAV | 3088 | EUR
235396 | MUB 042 500D4 Multibox |  | 202 Rectangular & Square Duct fans | 20203 Square duct fans | MUB | 1788 | EUR
235397 | MUB 062 560D4 Multibox |  | 202 Rectangular & Square Duct fans | 20203 Square duct fans | MUB | 2178 | EUR
235398 | MUB 062 630D4 Multibox |  | 202 Rectangular & Square Duct fans | 20203 Square duct fans | MUB | 2448 | EUR
235400 | MUB 025 355DV Multibox |  | 202 Rectangular & Square Duct fans | 20203 Square duct fans | MUB | 1050 | EUR
235401 | MUB 025 355EV Multibox |  | 202 Rectangular & Square Duct fans | 20203 Square duct fans | MUB | 999 | EUR
235403 | MUB 042 400EV Multibox |  | 202 Rectangular & Square Duct fans | 20203 Square duct fans | MUB | 1199 | EUR
235404 | MUB 042 400DV Multibox |  | 202 Rectangular & Square Duct fans | 20203 Square duct fans | MUB | 1249 | EUR
235406 | MUB 042 500EV Multibox |  | 202 Rectangular & Square Duct fans | 20203 Square duct fans | MUB | 1698 | EUR
235408 | MUB 062 630DV Multibox |  | 202 Rectangular & Square Duct fans | 20203 Square duct fans | MUB | 2448 | EUR
235411 | MUB 100 710DV Multibox |  | 202 Rectangular & Square Duct fans | 20203 Square duct fans | MUB | 3497 | EUR
235420 | MUB 042 450EV Multibox |  | 202 Rectangular & Square Duct fans | 20203 Square duct fans | MUB | 1504 | EUR
235422 | MUB 025 315EV sileo |  | 202 Rectangular & Square Duct fans | 20203 Square duct fans | MUB | 950 | EUR
235436 | MUB 062 560D6 Multibox |  | 202 Rectangular & Square Duct fans | 20203 Square duct fans | MUB | 2188 | EUR
235437 | MUB 062 630D6 Multibox |  | 202 Rectangular & Square Duct fans | 20203 Square duct fans | MUB | 2498 | EUR
235439 | MUB 100 710D6 Multibox |  | 202 Rectangular & Square Duct fans | 20203 Square duct fans | MUB | 3597 | EUR
235459 | MUB 100 630D4-L |  | 202 Rectangular & Square Duct fans | 20203 Square duct fans | MUB | 3797 | EUR
235460 | MUB 100 630D4-6-L |  | 202 Rectangular & Square Duct fans | 20203 Square duct fans | MUB | 4465 | EUR
276520 | MUB 042 450DV Multibox |  | 202 Rectangular & Square Duct fans | 20203 Square duct fans | MUB | 1339 | EUR
338569 | MUB/T 025 355D4 |  | 202 Rectangular & Square Duct fans | 20204 Thermo Multibox | MUB/T | 1910 | EUR
381963 | MUB/T 042 450D4 |  | 202 Rectangular & Square Duct fans | 20204 Thermo Multibox | MUB/T | 2275 | EUR
381967 | MUB/T 042 500D4 |  | 202 Rectangular & Square Duct fans | 20204 Thermo Multibox | MUB/T | 2381 | EUR
381969 | MUB/T 042 400D4 |  | 202 Rectangular & Square Duct fans | 20204 Thermo Multibox | MUB/T | 2033 | EUR
399720 | MUB/T 062 500D4 |  | 202 Rectangular & Square Duct fans | 20204 Thermo Multibox | MUB/T | 2711 | EUR
399721 | MUB/T 062 560D4 |  | 202 Rectangular & Square Duct fans | 20204 Thermo Multibox | MUB/T | 2837 | EUR
399727 | MUB/T 062 630D4 |  | 202 Rectangular & Square Duct fans | 20204 Thermo Multibox | MUB/T | 3001 | EUR
399728 | MUB/T 062 630D4 SA |  | 202 Rectangular & Square Duct fans | 20204 Thermo Multibox | MUB/T | 3275 | EUR
449054 | MUB/T 100 630D4-K2-L |  | 202 Rectangular & Square Duct fans | 20204 Thermo Multibox | MUB/T | 4821 | EUR
381945 | MUB/T 450D4 ECO |  | 202 Rectangular & Square Duct fans | 20204 Thermo Multibox | MUB/T ECO | 2052 | EUR
381949 | MUB/T 500D4 ECO |  | 202 Rectangular & Square Duct fans | 20204 Thermo Multibox | MUB/T ECO | 2149 | EUR
381958 | MUB/T 450D4 ECO SA |  | 202 Rectangular & Square Duct fans | 20204 Thermo Multibox | MUB/T ECO | 2114 | EUR
381972 | MUB/T 400D4 ECO |  | 202 Rectangular & Square Duct fans | 20204 Thermo Multibox | MUB/T ECO | 1650 | EUR
382384 | MUB/T 355D4 ECO |  | 202 Rectangular & Square Duct fans | 20204 Thermo Multibox | MUB/T ECO | 1572 | EUR
452731 | MUB/T 500D4-L ECO |  | 202 Rectangular & Square Duct fans | 20204 Thermo Multibox | MUB/T ECO | 2232 | EUR
452732 | MUB/T 560D4 ECO |  | 202 Rectangular & Square Duct fans | 20204 Thermo Multibox | MUB/T ECO | 2610 | EUR
452734 | MUB/T 630D4 ECO |  | 202 Rectangular & Square Duct fans | 20204 Thermo Multibox | MUB/T ECO | 2790 | EUR
452735 | MUB/T 630D4-K2-L ECO |  | 202 Rectangular & Square Duct fans | 20204 Thermo Multibox | MUB/T ECO | 3879 | EUR
235382 | MUB/T-S 042 355D4 |  | 202 Rectangular & Square Duct fans | 20204 Thermo Multibox | MUB/T-S | 2126 | EUR
235384 | MUB/T-S 042 400D4 |  | 202 Rectangular & Square Duct fans | 20204 Thermo Multibox | MUB/T-S | 2250 | EUR
235395 | MUB/T-S 025 315D4 |  | 202 Rectangular & Square Duct fans | 20204 Thermo Multibox | MUB/T-S | 2231 | EUR
235445 | MUB/T-S 025 315D2 |  | 202 Rectangular & Square Duct fans | 20204 Thermo Multibox | MUB/T-S | 2134 | EUR
235446 | MUB/T-S 042 450D4 |  | 202 Rectangular & Square Duct fans | 20204 Thermo Multibox | MUB/T-S | 2444 | EUR
235447 | MUB/T-S 062 500D4 |  | 202 Rectangular & Square Duct fans | 20204 Thermo Multibox | MUB/T-S | 3036 | EUR
235448 | MUB/T-S 062 560D4 |  | 202 Rectangular & Square Duct fans | 20204 Thermo Multibox | MUB/T-S | 3220 | EUR
235449 | MUB/T-S 100 630D4 |  | 202 Rectangular & Square Duct fans | 20204 Thermo Multibox | MUB/T-S | 4336 | EUR
269442 | MUB/T-S 042 400D4 SA |  | 202 Rectangular & Square Duct fans | 20204 Thermo Multibox | MUB/T-S | 2634 | EUR
382365 | MUB/T 042 400EC |  | 202 Rectangular & Square Duct fans | 20205 EC Thermo Multibox | MUB/T-EC | 2822 | EUR
382370 | MUB/T 042 450EC-K |  | 202 Rectangular & Square Duct fans | 20205 EC Thermo Multibox | MUB/T-EC | 3012 | EUR
382377 | MUB/T 025 355EC |  | 202 Rectangular & Square Duct fans | 20205 EC Thermo Multibox | MUB/T-EC | 2185 | EUR
454807 | MUB/T 042 450EC |  | 202 Rectangular & Square Duct fans | 20205 EC Thermo Multibox | MUB/T-EC | 2869 | EUR
454815 | MUB/T 042 500EC |  | 202 Rectangular & Square Duct fans | 20205 EC Thermo Multibox | MUB/T-EC | 3935 | EUR
454825 | MUB/T 062 560EC |  | 202 Rectangular & Square Duct fans | 20205 EC Thermo Multibox | MUB/T-EC | 4437 | EUR
454834 | MUB/T 062 630EC |  | 202 Rectangular & Square Duct fans | 20205 EC Thermo Multibox | MUB/T-EC | 5674 | EUR
471730 | MUB/T 100 630EC |  | 202 Rectangular & Square Duct fans | 20205 EC Thermo Multibox | MUB/T-EC | 7769 | EUR
471731 | MUB/T 100 710EC |  | 202 Rectangular & Square Duct fans | 20205 EC Thermo Multibox | MUB/T-EC | 8544 | EUR
471734 | MUB/T 127 800EC |  | 202 Rectangular & Square Duct fans | 20205 EC Thermo Multibox | MUB/T-EC | 13844 | EUR
447026 | MUB/T 355EC ECO |  | 202 Rectangular & Square Duct fans | 20205 EC Thermo Multibox | MUB/T-EC E | 1965 | EUR
447027 | MUB/T 400EC ECO |  | 202 Rectangular & Square Duct fans | 20205 EC Thermo Multibox | MUB/T-EC E | 1998 | EUR
447183 | MUB/T 450EC-K ECO |  | 202 Rectangular & Square Duct fans | 20205 EC Thermo Multibox | MUB/T-EC E | 2710 | EUR
454808 | MUB/T 450EC ECO |  | 202 Rectangular & Square Duct fans | 20205 EC Thermo Multibox | MUB/T-EC E | 3108 | EUR
454818 | MUB/T 500EC ECO |  | 202 Rectangular & Square Duct fans | 20205 EC Thermo Multibox | MUB/T-EC E | 3411 | EUR
454826 | MUB/T 560EC ECO |  | 202 Rectangular & Square Duct fans | 20205 EC Thermo Multibox | MUB/T-EC E | 3992 | EUR
382372 | MUB/T-S 042 450EC-K |  | 202 Rectangular & Square Duct fans | 20205 EC Thermo Multibox | MUB/T-S EC | 3360 | EUR
382378 | MUB/T-S 042 355EC |  | 202 Rectangular & Square Duct fans | 20205 EC Thermo Multibox | MUB/T-S EC | 2480 | EUR
382380 | MUB/T-S 042 400EC |  | 202 Rectangular & Square Duct fans | 20205 EC Thermo Multibox | MUB/T-S EC | 2999 | EUR
382381 | MUB/T-S 025 315EC |  | 202 Rectangular & Square Duct fans | 20205 EC Thermo Multibox | MUB/T-S EC | 2290 | EUR
382392 | MUB/T-S 025 315EC-L |  | 202 Rectangular & Square Duct fans | 20205 EC Thermo Multibox | MUB/T-S EC | 2541 | EUR
454816 | MUB/T-S 062 500EC |  | 202 Rectangular & Square Duct fans | 20205 EC Thermo Multibox | MUB/T-S EC | 4240 | EUR
454832 | MUB/T-S 042 450EC |  | 202 Rectangular & Square Duct fans | 20205 EC Thermo Multibox | MUB/T-S EC | 3260 | EUR
454833 | MUB/T-S 062 560EC |  | 202 Rectangular & Square Duct fans | 20205 EC Thermo Multibox | MUB/T-S EC | 4760 | EUR
77061 | RS 30-15 EC sileo |  | 202 Rectangular & Square Duct fans | 20206 EC Rectangular duct fans | RS EC | 546 | EUR
77062 | RS 40-20 EC sileo |  | 202 Rectangular & Square Duct fans | 20206 EC Rectangular duct fans | RS EC | 747 | EUR
77063 | RS 50-25 EC sileo |  | 202 Rectangular & Square Duct fans | 20206 EC Rectangular duct fans | RS EC | 1217 | EUR
77064 | RS 60-35 EC sileo |  | 202 Rectangular & Square Duct fans | 20206 EC Rectangular duct fans | RS EC | 1586 | EUR
92930 | RS 70-40 EC sileo |  | 202 Rectangular & Square Duct fans | 20206 EC Rectangular duct fans | RS EC | 2103 | EUR
92931 | RS 80-50 EC sileo |  | 202 Rectangular & Square Duct fans | 20206 EC Rectangular duct fans | RS EC | 3275 | EUR
92932 | RS 100-50 EC sileo |  | 202 Rectangular & Square Duct fans | 20206 EC Rectangular duct fans | RS EC | 3825 | EUR
77065 | RSI 60-35 EC sileo |  | 202 Rectangular & Square Duct fans | 20206 EC Rectangular duct fans | RSI EC | 2093 | EUR
92933 | RSI 70-40 EC sileo |  | 202 Rectangular & Square Duct fans | 20206 EC Rectangular duct fans | RSI EC | 2624 | EUR
92934 | RSI 80-50 EC sileo |  | 202 Rectangular & Square Duct fans | 20206 EC Rectangular duct fans | RSI EC | 3775 | EUR
92935 | RSI 100-50 EC sileo |  | 202 Rectangular & Square Duct fans | 20206 EC Rectangular duct fans | RSI EC | 4456 | EUR
3222 | DHS 310EV REV3 |  | 203 Roof fans | 20302 Roof fans direct driven | DHS | 911 | EUR
5703 | DHS 310EV |  | 203 Roof fans | 20302 Roof fans direct driven | DHS | 813 | EUR
36121 | DHS 400DS |  | 203 Roof fans | 20302 Roof fans direct driven | DHS | 1110 | EUR
36122 | DHS 400DV |  | 203 Roof fans | 20302 Roof fans direct driven | DHS | 1117 | EUR
36123 | DHS 400EV |  | 203 Roof fans | 20302 Roof fans direct driven | DHS | 1093 | EUR
36130 | DHS 560DS |  | 203 Roof fans | 20302 Roof fans direct driven | DHS | 2141 | EUR
37072 | DHS 400DV REV7 |  | 203 Roof fans | 20302 Roof fans direct driven | DHS | 1220 | EUR
37725 | DHS 355DV |  | 203 Roof fans | 20302 Roof fans direct driven | DHS | 1034 | EUR
37766 | DHS 355E4 |  | 203 Roof fans | 20302 Roof fans direct driven | DHS | 1030 | EUR
37770 | DHS 500DS |  | 203 Roof fans | 20302 Roof fans direct driven | DHS | 1471 | EUR
37773 | DHS 500E6 |  | 203 Roof fans | 20302 Roof fans direct driven | DHS | 1715 | EUR
37782 | DHS 630DS |  | 203 Roof fans | 20302 Roof fans direct driven | DHS | 2482 | EUR
37785 | DHS 630DV |  | 203 Roof fans | 20302 Roof fans direct driven | DHS | 2688 | EUR
37792 | DHS 400E6 |  | 203 Roof fans | 20302 Roof fans direct driven | DHS | 1085 | EUR
37892 | DHS 500E4 |  | 203 Roof fans | 20302 Roof fans direct driven | DHS | 1932 | EUR
38094 | DHS 355DV REV7 |  | 203 Roof fans | 20302 Roof fans direct driven | DHS | 1137 | EUR
38982 | DHS 400E6 REV5 |  | 203 Roof fans | 20302 Roof fans direct driven | DHS | 1188 | EUR
38991 | DHS 500E4 REV5 |  | 203 Roof fans | 20302 Roof fans direct driven | DHS | 2035 | EUR
39385 | DHS 355E4 REV5 |  | 203 Roof fans | 20302 Roof fans direct driven | DHS | 1133 | EUR
48591 | DHS 710DV |  | 203 Roof fans | 20302 Roof fans direct driven | DHS | 3790 | EUR
73664 | DHS 630DV REV7 |  | 203 Roof fans | 20302 Roof fans direct driven | DHS | 2791 | EUR
76676 | DHS 400DS REV7 |  | 203 Roof fans | 20302 Roof fans direct driven | DHS | 1213 | EUR
76696 | DHS 450E4 |  | 203 Roof fans | 20302 Roof fans direct driven | DHS | 1374 | EUR
77175 | DHS 560DS REV7 |  | 203 Roof fans | 20302 Roof fans direct driven | DHS | 2244 | EUR
77177 | DHS 500DS REV7 |  | 203 Roof fans | 20302 Roof fans direct driven | DHS | 1574 | EUR
189965 | DHS 190EZ |  | 203 Roof fans | 20302 Roof fans direct driven | DHS | 427 | EUR
189968 | DHS 225EZ |  | 203 Roof fans | 20302 Roof fans direct driven | DHS | 438 | EUR
246991 | DHS 311EV |  | 203 Roof fans | 20302 Roof fans direct driven | DHS | 816 | EUR
246992 | DHS 311EV REV3 |  | 203 Roof fans | 20302 Roof fans direct driven | DHS | 914 | EUR
276525 | DHS 450DV |  | 203 Roof fans | 20302 Roof fans direct driven | DHS | 1336 | EUR
276530 | DHS 450DV REV5/7 |  | 203 Roof fans | 20302 Roof fans direct driven | DHS | 1439 | EUR
276533 | DHS 500DV |  | 203 Roof fans | 20302 Roof fans direct driven | DHS | 1857 | EUR
283483 | DHS 560DV |  | 203 Roof fans | 20302 Roof fans direct driven | DHS | 2426 | EUR
456034 | DHS 311DV |  | 203 Roof fans | 20302 Roof fans direct driven | DHS | 847 | EUR
477137 | DHS 710DS |  | 203 Roof fans | 20302 Roof fans direct driven | DHS | 4408 | EUR
189964 | DVS 190EZ |  | 203 Roof fans | 20302 Roof fans direct driven | DVS | 396 | EUR
189967 | DVS 190EZ REV3 |  | 203 Roof fans | 20302 Roof fans direct driven | DVS | 493 | EUR
189970 | DVS 225EZ |  | 203 Roof fans | 20302 Roof fans direct driven | DVS | 401 | EUR
198936 | DVS 225EZ REV3 |  | 203 Roof fans | 20302 Roof fans direct driven | DVS | 499 | EUR
458302 | DVS 311EV |  | 203 Roof fans | 20302 Roof fans direct driven | DVS | 722 | EUR
458305 | DVS 355DV |  | 203 Roof fans | 20302 Roof fans direct driven | DVS | 997 | EUR
458306 | DVS 355EV |  | 203 Roof fans | 20302 Roof fans direct driven | DVS | 971 | EUR
458308 | DVS 400DV |  | 203 Roof fans | 20302 Roof fans direct driven | DVS | 1038 | EUR
458309 | DVS 400EV |  | 203 Roof fans | 20302 Roof fans direct driven | DVS | 1032 | EUR
458312 | DVS 311DV |  | 203 Roof fans | 20302 Roof fans direct driven | DVS | 798 | EUR
458362 | DVS 311EV REV3/3 |  | 203 Roof fans | 20302 Roof fans direct driven | DVS | 820 | EUR
458363 | DVS 311DV REV5/7 |  | 203 Roof fans | 20302 Roof fans direct driven | DVS | 900 | EUR
458372 | DVS 355DV REV5/7 |  | 203 Roof fans | 20302 Roof fans direct driven | DVS | 1100 | EUR
458375 | DVS 355EV REV5/5 |  | 203 Roof fans | 20302 Roof fans direct driven | DVS | 1074 | EUR
458380 | DVS 400DV REV5/7 |  | 203 Roof fans | 20302 Roof fans direct driven | DVS | 1141 | EUR
458382 | DVS 400EV REV5/5 |  | 203 Roof fans | 20302 Roof fans direct driven | DVS | 1135 | EUR
459456 | DVS 450DV |  | 203 Roof fans | 20302 Roof fans direct driven | DVS | 1293 | EUR
459457 | DVS 450DV REV5/7 |  | 203 Roof fans | 20302 Roof fans direct driven | DVS | 1396 | EUR
459459 | DVS 500DV |  | 203 Roof fans | 20302 Roof fans direct driven | DVS | 1805 | EUR
459470 | DVS 560DV |  | 203 Roof fans | 20302 Roof fans direct driven | DVS | 2578 | EUR
459471 | DVS 560DV REV5/7 |  | 203 Roof fans | 20302 Roof fans direct driven | DVS | 2681 | EUR
459477 | DVS 630DV |  | 203 Roof fans | 20302 Roof fans direct driven | DVS | 2678 | EUR
459478 | DVS 630DV REV5/7 |  | 203 Roof fans | 20302 Roof fans direct driven | DVS | 2781 | EUR
465946 | DVS 710DV |  | 203 Roof fans | 20302 Roof fans direct driven | DVS | 3481 | EUR
469579 | DVS 310EV |  | 203 Roof fans | 20302 Roof fans direct driven | DVS | 757 | EUR
469580 | DVS 310EV REV3/3 |  | 203 Roof fans | 20302 Roof fans direct driven | DVS | 855 | EUR
469583 | DVS 400DS |  | 203 Roof fans | 20302 Roof fans direct driven | DVS | 1082 | EUR
469584 | DVS 400DS REV5/7 |  | 203 Roof fans | 20302 Roof fans direct driven | DVS | 1185 | EUR
469586 | DVS 400ES |  | 203 Roof fans | 20302 Roof fans direct driven | DVS | 1056 | EUR
469587 | DVS 400ES REV5/5 |  | 203 Roof fans | 20302 Roof fans direct driven | DVS | 1159 | EUR
469593 | DVS 450EV |  | 203 Roof fans | 20302 Roof fans direct driven | DVS | 1338 | EUR
469600 | DVS 500DS |  | 203 Roof fans | 20302 Roof fans direct driven | DVS | 1360 | EUR
469601 | DVS 500DS REV5/7 |  | 203 Roof fans | 20302 Roof fans direct driven | DVS | 1463 | EUR
469602 | DVS 500EV |  | 203 Roof fans | 20302 Roof fans direct driven | DVS | 1830 | EUR
469605 | DVS 500ES |  | 203 Roof fans | 20302 Roof fans direct driven | DVS | 1698 | EUR
469606 | DVS 500ES REV5/5 |  | 203 Roof fans | 20302 Roof fans direct driven | DVS | 1801 | EUR
469608 | DVS 560DS |  | 203 Roof fans | 20302 Roof fans direct driven | DVS | 2028 | EUR
469609 | DVS 560DS REV5/7 |  | 203 Roof fans | 20302 Roof fans direct driven | DVS | 2131 | EUR
469610 | DVS 630DS |  | 203 Roof fans | 20302 Roof fans direct driven | DVS | 2314 | EUR
469611 | DVS 630DS REV5/7 |  | 203 Roof fans | 20302 Roof fans direct driven | DVS | 2417 | EUR
469846 | DVS 710DS |  | 203 Roof fans | 20302 Roof fans direct driven | DVS | 3889 | EUR
469847 | DVS 710DS REV5/7 |  | 203 Roof fans | 20302 Roof fans direct driven | DVS | 3992 | EUR
473998 | DVS 450EV REV5/5 |  | 203 Roof fans | 20302 Roof fans direct driven | DVS | 1441 | EUR
189966 | DVSI 190EZ |  | 203 Roof fans | 20302 Roof fans direct driven | DVSI | 591 | EUR
189971 | DVSI 225EZ |  | 203 Roof fans | 20302 Roof fans direct driven | DVSI | 596 | EUR
517850 | DVSI 310EV |  | 203 Roof fans | 20302 Roof fans direct driven | DVSI | 1143 | EUR
517851 | DVSI 311EV |  | 203 Roof fans | 20302 Roof fans direct driven | DVSI | 1225 | EUR
517856 | DVSI 355DV |  | 203 Roof fans | 20302 Roof fans direct driven | DVSI | 1461 | EUR
517857 | DVSI 355EV |  | 203 Roof fans | 20302 Roof fans direct driven | DVSI | 1435 | EUR
517860 | DVSI 400DS |  | 203 Roof fans | 20302 Roof fans direct driven | DVSI | 1545 | EUR
517861 | DVSI 400DV |  | 203 Roof fans | 20302 Roof fans direct driven | DVSI | 1502 | EUR
517862 | DVSI 400EV |  | 203 Roof fans | 20302 Roof fans direct driven | DVSI | 1496 | EUR
517863 | DVSI 400ES |  | 203 Roof fans | 20302 Roof fans direct driven | DVSI | 1519 | EUR
517868 | DVSI 450DV |  | 203 Roof fans | 20302 Roof fans direct driven | DVSI | 1808 | EUR
517869 | DVSI 450EV |  | 203 Roof fans | 20302 Roof fans direct driven | DVSI | 1853 | EUR
517870 | DVSI 500DV |  | 203 Roof fans | 20302 Roof fans direct driven | DVSI | 2320 | EUR
517873 | DVSI 500DS |  | 203 Roof fans | 20302 Roof fans direct driven | DVSI | 1875 | EUR
517874 | DVSI 500EV |  | 203 Roof fans | 20302 Roof fans direct driven | DVSI | 2345 | EUR
517875 | DVSI 500ES |  | 203 Roof fans | 20302 Roof fans direct driven | DVSI | 2213 | EUR
1269 | TFE 220 M Roof fan |  | 203 Roof fans | 20302 Roof fans direct driven | TFE | 649 | EUR
1344 | TFSK 125 M Black |  | 203 Roof fans | 20302 Roof fans direct driven | TFSK | 225 | EUR
1349 | TFSK 200 Black |  | 203 Roof fans | 20302 Roof fans direct driven | TFSK | 290 | EUR
19534 | TFSK 315 L Black** |  | 203 Roof fans | 20302 Roof fans direct driven | TFSK | 499 | EUR
27764 | TFSK 315 M Black** |  | 203 Roof fans | 20302 Roof fans direct driven | TFSK | 440 | EUR
75080 | TFSK 125 XL Sileo Black |  | 203 Roof fans | 20302 Roof fans direct driven | TFSK | 250 | EUR
92016 | TFSK 160 Sileo Black |  | 203 Roof fans | 20302 Roof fans direct driven | TFSK | 255 | EUR
251021 | TFSK 315 Sileo Black |  | 203 Roof fans | 20302 Roof fans direct driven | TFSK | 475 | EUR
1330 | TFSR 125 M Black |  | 203 Roof fans | 20302 Roof fans direct driven | TFSR | 225 | EUR
1334 | TFSR 200 Black |  | 203 Roof fans | 20302 Roof fans direct driven | TFSR | 290 | EUR
19539 | TFSR 315L Black** |  | 203 Roof fans | 20302 Roof fans direct driven | TFSR | 499 | EUR
27765 | TFSR 315 M Black** |  | 203 Roof fans | 20302 Roof fans direct driven | TFSR | 440 | EUR
75086 | TFSR 125 XL Sileo Black |  | 203 Roof fans | 20302 Roof fans direct driven | TFSR | 250 | EUR
92013 | TFSR 160 Sileo Black |  | 203 Roof fans | 20302 Roof fans direct driven | TFSR | 255 | EUR
251017 | TFSR 315 Sileo Black |  | 203 Roof fans | 20302 Roof fans direct driven | TFSR | 475 | EUR
1665 | ZRS 170 Smoke gas fan |  | 203 Roof fans | 20302 Roof fans direct driven | ZRS | 641 | EUR
1667 | ZRS 180 Smoke gas fan |  | 203 Roof fans | 20302 Roof fans direct driven | ZRS | 829 | EUR
37790 | DVN 560D4 |  | 203 Roof fans | 20304 Thermo roof fans | DVN | 2750 | EUR
87806 | DVN 450D4 |  | 203 Roof fans | 20304 Thermo roof fans | DVN | 1894 | EUR
87807 | DVN 500D4 |  | 203 Roof fans | 20304 Thermo roof fans | DVN | 2043 | EUR
87809 | DVN 560D6 |  | 203 Roof fans | 20304 Thermo roof fans | DVN | 2720 | EUR
87814 | DVN 630D4 |  | 203 Roof fans | 20304 Thermo roof fans | DVN | 2790 | EUR
87815 | DVN 630D6 |  | 203 Roof fans | 20304 Thermo roof fans | DVN | 2910 | EUR
87816 | DVN 710D6 |  | 203 Roof fans | 20304 Thermo roof fans | DVN | 3470 | EUR
87817 | DVN 710D6-L |  | 203 Roof fans | 20304 Thermo roof fans | DVN | 3600 | EUR
87818 | DVN 800D6 |  | 203 Roof fans | 20304 Thermo roof fans | DVN | 8570 | EUR
87819 | DVN 900D6 |  | 203 Roof fans | 20304 Thermo roof fans | DVN | 9040 | EUR
235169 | DVN 450D4 REV5 black/grey EMC |  | 203 Roof fans | 20304 Thermo roof fans | DVN | 2069 | EUR
235170 | DVN 500D4 REV5 black/grey EMC |  | 203 Roof fans | 20304 Thermo roof fans | DVN | 2316 | EUR
235171 | DVN 560D4 REV5 black/grey EMC |  | 203 Roof fans | 20304 Thermo roof fans | DVN | 3166 | EUR
235172 | DVN 560D6 REV5 black/grey EMC |  | 203 Roof fans | 20304 Thermo roof fans | DVN | 3124 | EUR
235173 | DVN 630D4 REV5 black/grey EMC |  | 203 Roof fans | 20304 Thermo roof fans | DVN | 3382 | EUR
235174 | DVN 630D6 REV5 black/grey EMC |  | 203 Roof fans | 20304 Thermo roof fans | DVN | 3456 | EUR
235175 | DVN 710D6 REV5 black/grey EMC |  | 203 Roof fans | 20304 Thermo roof fans | DVN | 4085 | EUR
235176 | DVN 710D6-L REV5 black/greyEMC |  | 203 Roof fans | 20304 Thermo roof fans | DVN | 4287 | EUR
246922 | DVN 560D4 REV5 |  | 203 Roof fans | 20304 Thermo roof fans | DVN | 3026 | EUR
251421 | DVN 355D6 |  | 203 Roof fans | 20304 Thermo roof fans | DVN | 1320 | EUR
251423 | DVN 500D6 |  | 203 Roof fans | 20304 Thermo roof fans | DVN | 2010 | EUR
251425 | DVN 400D4 |  | 203 Roof fans | 20304 Thermo roof fans | DVN | 1393 | EUR
251427 | DVN 355D4 |  | 203 Roof fans | 20304 Thermo roof fans | DVN | 1344 | EUR
255896 | DVN 400D4 REV7 |  | 203 Roof fans | 20304 Thermo roof fans | DVN | 1493 | EUR
255940 | DVN 355D4 REV7 |  | 203 Roof fans | 20304 Thermo roof fans | DVN | 1444 | EUR
255978 | DVN 500D6 REV7 |  | 203 Roof fans | 20304 Thermo roof fans | DVN | 2110 | EUR
269440 | DVN 400D4 SA |  | 203 Roof fans | 20304 Thermo roof fans | DVN | 1577 | EUR
276508 | DVN 560D4 SA |  | 203 Roof fans | 20304 Thermo roof fans | DVN | 2750 | EUR
276813 | DVN 630D4 SA |  | 203 Roof fans | 20304 Thermo roof fans | DVN | 3579 | EUR
278154 | DVN 450D4 SA |  | 203 Roof fans | 20304 Thermo roof fans | DVN | 1894 | EUR
87904 | DVNI 450D4 |  | 203 Roof fans | 20304 Thermo roof fans | DVNI | 2394 | EUR
87905 | DVNI 500D4 |  | 203 Roof fans | 20304 Thermo roof fans | DVNI | 2543 | EUR
87906 | DVNI 560D4 |  | 203 Roof fans | 20304 Thermo roof fans | DVNI | 3500 | EUR
87907 | DVNI 560D6 |  | 203 Roof fans | 20304 Thermo roof fans | DVNI | 3470 | EUR
87908 | DVNI 630D4 |  | 203 Roof fans | 20304 Thermo roof fans | DVNI | 3540 | EUR
87909 | DVNI 630D6 |  | 203 Roof fans | 20304 Thermo roof fans | DVNI | 3660 | EUR
87910 | DVNI 710D6 |  | 203 Roof fans | 20304 Thermo roof fans | DVNI | 4420 | EUR
87911 | DVNI 710D6-L |  | 203 Roof fans | 20304 Thermo roof fans | DVNI | 4550 | EUR
87912 | DVNI 800D6 |  | 203 Roof fans | 20304 Thermo roof fans | DVNI | 9570 | EUR
87913 | DVNI 900D6 |  | 203 Roof fans | 20304 Thermo roof fans | DVNI | 10040 | EUR
235179 | DVNI 450D4 REV5 black/grey EMC |  | 203 Roof fans | 20304 Thermo roof fans | DVNI | 2794 | EUR
235180 | DVNI 500D4 REV5 black/grey EMC |  | 203 Roof fans | 20304 Thermo roof fans | DVNI | 2943 | EUR
235181 | DVNI 560D4 REV5 black/grey EMC |  | 203 Roof fans | 20304 Thermo roof fans | DVNI | 3900 | EUR
235182 | DVNI 560D6 REV5 black/grey EMC |  | 203 Roof fans | 20304 Thermo roof fans | DVNI | 3870 | EUR
235183 | DVNI 630D4 REV5 black/grey EMC |  | 203 Roof fans | 20304 Thermo roof fans | DVNI | 3940 | EUR
235184 | DVNI 630D6 REV5 black/grey EMC |  | 203 Roof fans | 20304 Thermo roof fans | DVNI | 4060 | EUR
235185 | DVNI 710D6 REV5 black/grey EMC |  | 203 Roof fans | 20304 Thermo roof fans | DVNI | 4820 | EUR
235186 | DVNI 710D6-L REV5 black/greEMC |  | 203 Roof fans | 20304 Thermo roof fans | DVNI | 4950 | EUR
251422 | DVNI 355D6 |  | 203 Roof fans | 20304 Thermo roof fans | DVNI | 1770 | EUR
251424 | DVNI 500D6 |  | 203 Roof fans | 20304 Thermo roof fans | DVNI | 2510 | EUR
251426 | DVNI 400D4 |  | 203 Roof fans | 20304 Thermo roof fans | DVNI | 1917 | EUR
251428 | DVNI 355D4 |  | 203 Roof fans | 20304 Thermo roof fans | DVNI | 1794 | EUR
269441 | DVNI 400D4 SA |  | 203 Roof fans | 20304 Thermo roof fans | DVNI | 2027 | EUR
95289 | DVV/T 1000D6+REV 380V/60Hz IE3 |  | 203 Roof fans | 20304 Thermo roof fans | DVV/T | 10623 | EUR
95290 | DVV/T 1000D8+REV 380V/60Hz |  | 203 Roof fans | 20304 Thermo roof fans | DVV/T | 9318 | EUR
95319 | DVV 630D4-6-XL/120°C |  | 203 Roof fans | 20304 Thermo roof fans | DVV/T | 5664 | EUR
95324 | DVV 800D4-6-XL/120°C |  | 203 Roof fans | 20304 Thermo roof fans | DVV/T | 11978 | EUR
95325 | DVV 800D6-8-XL/120°C+REV |  | 203 Roof fans | 20304 Thermo roof fans | DVV/T | 10175 | EUR
95328 | DVV 800D4-6-XS/120° |  | 203 Roof fans | 20304 Thermo roof fans | DVV/T | 8954 | EUR
95346 | DVV 1000D6-8-XL/120°C |  | 203 Roof fans | 20304 Thermo roof fans | DVV/T | 12836 | EUR
95374 | DVV 1000D6-12-XL/120°C |  | 203 Roof fans | 20304 Thermo roof fans | DVV/T | 13309 | EUR
95375 | DVV 1000D4-8-XM/120°C |  | 203 Roof fans | 20304 Thermo roof fans | DVV/T | 15237 | EUR
95377 | DVV 1000D6-8-XM/120°C |  | 203 Roof fans | 20304 Thermo roof fans | DVV/T | 10949 | EUR
95379 | DVV 1000D4-6-XM/120°C |  | 203 Roof fans | 20304 Thermo roof fans | DVV/T | 15389 | EUR
95380 | DVV 1000D4-8-XP/120°C |  | 203 Roof fans | 20304 Thermo roof fans | DVV/T | 18891 | EUR
95384 | DVV 1000D4-6-XP/120°C |  | 203 Roof fans | 20304 Thermo roof fans | DVV/T | 16274 | EUR
95395 | DVV 800D4-8-XL/120°C |  | 203 Roof fans | 20304 Thermo roof fans | DVV/T | 11197 | EUR
95414 | DVV 560D4-6-XL/120°C |  | 203 Roof fans | 20304 Thermo roof fans | DVV/T | 4414 | EUR
95438 | DVV 800D4-XS/120°C IE3 EMC |  | 203 Roof fans | 20304 Thermo roof fans | DVV/T | 7488 | EUR
95439 | DVV 800D4-XL/120°C IE3 EMC |  | 203 Roof fans | 20304 Thermo roof fans | DVV/T | 9062 | EUR
95440 | DVV 1000D6-XM/120°C IE3 EMC |  | 203 Roof fans | 20304 Thermo roof fans | DVV/T | 8729 | EUR
95441 | DVV 1000D6-XP/120°C IE3 EMC |  | 203 Roof fans | 20304 Thermo roof fans | DVV/T | 9849 | EUR
95442 | DVV 1000D4-XM/120°C IE3 EMC |  | 203 Roof fans | 20304 Thermo roof fans | DVV/T | 11409 | EUR
95443 | DVV 1000D4-XP/120°C IE3 EMC |  | 203 Roof fans | 20304 Thermo roof fans | DVV/T | 13286 | EUR
95450 | DVV 1000D6-XL/120°C IE3 EMC |  | 203 Roof fans | 20304 Thermo roof fans | DVV/T | 10075 | EUR
95733 | DVV 800D6-XL/120 IE3 EMC |  | 203 Roof fans | 20304 Thermo roof fans | DVV/T | 7197 | EUR
9995060 | DVV 1000D6-XP/120°C IE3 |  | 203 Roof fans | 20304 Thermo roof fans | DVV/T | 9238 | EUR
9995115 | DVV 560D4-XS/120°C IE3 |  | 203 Roof fans | 20304 Thermo roof fans | DVV/T | 3249 | EUR
9995116 | DVV 560D4-XM/120°C IE3 |  | 203 Roof fans | 20304 Thermo roof fans | DVV/T | 3600 | EUR
9995117 | DVV 560D4-XL/120°C IE3 |  | 203 Roof fans | 20304 Thermo roof fans | DVV/T | 3458 | EUR
9995118 | DVV 630D6-XL/120°C IE3 |  | 203 Roof fans | 20304 Thermo roof fans | DVV/T | 3894 | EUR
9995119 | DVV 630D4-XS/120°C IE3 |  | 203 Roof fans | 20304 Thermo roof fans | DVV/T | 3772 | EUR
9995120 | DVV 630D4-XL/120°C IE3 |  | 203 Roof fans | 20304 Thermo roof fans | DVV/T | 4216 | EUR
9995121 | DVV 800D6-XS/120°C IE3 |  | 203 Roof fans | 20304 Thermo roof fans | DVV/T | 5705 | EUR
9995122 | DVV 800D6-XL/120°C IE3 |  | 203 Roof fans | 20304 Thermo roof fans | DVV/T | 6043 | EUR
9995123 | DVV 800D4-XS/120°C IE3 |  | 203 Roof fans | 20304 Thermo roof fans | DVV/T | 6952 | EUR
9995124 | DVV 1000D6-XM/120°C IE3 |  | 203 Roof fans | 20304 Thermo roof fans | DVV/T | 8269 | EUR
9995125 | DVV 800D4-XL/120°C IE3 |  | 203 Roof fans | 20304 Thermo roof fans | DVV/T | 8590 | EUR
9995126 | DVV 1000D6-XL/120°C IE3 |  | 203 Roof fans | 20304 Thermo roof fans | DVV/T | 9490 | EUR
9995127 | DVV 1000D4-XM/120°C IE3 |  | 203 Roof fans | 20304 Thermo roof fans | DVV/T | 10769 | EUR
9995128 | DVV 1000D4-XP/120°C IE3 |  | 203 Roof fans | 20304 Thermo roof fans | DVV/T | 12778 | EUR
9995188 | DVV 1000D8-XL/120°C IE3 |  | 203 Roof fans | 20304 Thermo roof fans | DVV/T | 8238 | EUR
9995189 | DVV 1000D8-XP/120°C IE3 |  | 203 Roof fans | 20304 Thermo roof fans | DVV/T | 8136 | EUR
189986 | DVC 190E-S EC |  | 203 Roof fans | 20305 EC Roof fans | DVC | 622 | EUR
189989 | DVC 190E-S REV3 EC |  | 203 Roof fans | 20305 EC Roof fans | DVC | 717 | EUR
190524 | DVC 225E-S EC |  | 203 Roof fans | 20305 EC Roof fans | DVC | 940 | EUR
199094 | DVC 225E-S REV3/3 EC |  | 203 Roof fans | 20305 EC Roof fans | DVC | 1035 | EUR
458303 | DVC 315E-S EC |  | 203 Roof fans | 20305 EC Roof fans | DVC | 1039 | EUR
458304 | DVC 355E-S EC |  | 203 Roof fans | 20305 EC Roof fans | DVC | 1566 | EUR
458307 | DVC 400E-S EC |  | 203 Roof fans | 20305 EC Roof fans | DVC | 1676 | EUR
458366 | DVC 315E-S REV3/3 EC |  | 203 Roof fans | 20305 EC Roof fans | DVC | 1134 | EUR
458369 | DVC 355E-S SE EC |  | 203 Roof fans | 20305 EC Roof fans | DVC | 1868 | EUR
458370 | DVC 355E-S REV3/3 EC |  | 203 Roof fans | 20305 EC Roof fans | DVC | 1661 | EUR
458378 | DVC 400E-S SE EC |  | 203 Roof fans | 20305 EC Roof fans | DVC | 1976 | EUR
458379 | DVC 400E-S REV5/5 EC |  | 203 Roof fans | 20305 EC Roof fans | DVC | 1776 | EUR
459450 | DVC 450D-S EC |  | 203 Roof fans | 20305 EC Roof fans | DVC | 2359 | EUR
459452 | DVC 450D-S REV5/7 EC |  | 203 Roof fans | 20305 EC Roof fans | DVC | 2459 | EUR
459462 | DVC 500D-S EC |  | 203 Roof fans | 20305 EC Roof fans | DVC | 2380 | EUR
459466 | DVC 560D-S EC |  | 203 Roof fans | 20305 EC Roof fans | DVC | 3100 | EUR
459467 | DVC 560D-S REV5/7 EC |  | 203 Roof fans | 20305 EC Roof fans | DVC | 3200 | EUR
459473 | DVC 630D-S EC |  | 203 Roof fans | 20305 EC Roof fans | DVC | 3650 | EUR
459475 | DVC 630D-S REV5/7 |  | 203 Roof fans | 20305 EC Roof fans | DVC | 3750 | EUR
465942 | DVC 710D-S EC |  | 203 Roof fans | 20305 EC Roof fans | DVC | 4264 | EUR
465944 | DVC 710D-S REV5/5 EC |  | 203 Roof fans | 20305 EC Roof fans | DVC | 4364 | EUR
469590 | DVC 450E-SK EC |  | 203 Roof fans | 20305 EC Roof fans | DVC | 2212 | EUR
469591 | DVC 450E-SK REV5/5 EC |  | 203 Roof fans | 20305 EC Roof fans | DVC | 2312 | EUR
79269 | DVCI 450D-S EC |  | 203 Roof fans | 20305 EC Roof fans | DVCI | 2859 | EUR
84670 | DVCI 710D-S EC |  | 203 Roof fans | 20305 EC Roof fans | DVCI | 5214 | EUR
189987 | DVCI 190E-S EC |  | 203 Roof fans | 20305 EC Roof fans | DVCI | 812 | EUR
190525 | DVCI 225E-S EC |  | 203 Roof fans | 20305 EC Roof fans | DVCI | 1130 | EUR
517852 | DVCI 315E-S EC |  | 203 Roof fans | 20305 EC Roof fans | DVCI | 1414 | EUR
517858 | DVCI 400E-S EC |  | 203 Roof fans | 20305 EC Roof fans | DVCI | 2126 | EUR
517864 | DVCI 450D-S EC |  | 203 Roof fans | 20305 EC Roof fans | DVCI | 2859 | EUR
517867 | DVCI 450E-SK EC |  | 203 Roof fans | 20305 EC Roof fans | DVCI | 2712 | EUR
517871 | DVCI 500D-S EC |  | 203 Roof fans | 20305 EC Roof fans | DVCI | 2880 | EUR
517876 | DVCI 560D-S EC |  | 203 Roof fans | 20305 EC Roof fans | DVCI | 3850 | EUR
519526 | DVCI 315E-S REV3/3 EC |  | 203 Roof fans | 20305 EC Roof fans | DVCI | 1485 | EUR
93386 | DVCI 710D-P EC |  | 203 Roof fans | 20305 EC Roof fans | DVCI-P | 55750 | EUR
190521 | DVCI 225E-P EC |  | 203 Roof fans | 20305 EC Roof fans | DVCI-P | 1540 | EUR
215604 | DVCI 190E-P EC |  | 203 Roof fans | 20305 EC Roof fans | DVCI-P | 1293 | EUR
517853 | DVCI 315E-P EC |  | 203 Roof fans | 20305 EC Roof fans | DVCI-P | 1993 | EUR
517855 | DVCI 355E-P EC |  | 203 Roof fans | 20305 EC Roof fans | DVCI-P | 2720 | EUR
517859 | DVCI 400E-P EC |  | 203 Roof fans | 20305 EC Roof fans | DVCI-P | 2850 | EUR
517865 | DVCI 450D-P EC |  | 203 Roof fans | 20305 EC Roof fans | DVCI-P | 3438 | EUR
517866 | DVCI 450E-PK EC |  | 203 Roof fans | 20305 EC Roof fans | DVCI-P | 3382 | EUR
517872 | DVCI 500D-P EC |  | 203 Roof fans | 20305 EC Roof fans | DVCI-P | 3520 | EUR
189988 | DVC 190E-P EC |  | 203 Roof fans | 20305 EC Roof fans | DVC-P | 1103 | EUR
190520 | DVC 225E-P EC |  | 203 Roof fans | 20305 EC Roof fans | DVC-P | 1350 | EUR
458364 | DVC 315E-P EC |  | 203 Roof fans | 20305 EC Roof fans | DVC-P | 1618 | EUR
458368 | DVC 355E-P EC |  | 203 Roof fans | 20305 EC Roof fans | DVC-P | 2270 | EUR
458377 | DVC 400E-P EC |  | 203 Roof fans | 20305 EC Roof fans | DVC-P | 2400 | EUR
459451 | DVC 450D-P EC |  | 203 Roof fans | 20305 EC Roof fans | DVC-P | 2938 | EUR
459465 | DVC 500D-P EC |  | 203 Roof fans | 20305 EC Roof fans | DVC-P | 3020 | EUR
459469 | DVC 560D-P EC |  | 203 Roof fans | 20305 EC Roof fans | DVC-P | 3950 | EUR
459474 | DVC 630D-P EC |  | 203 Roof fans | 20305 EC Roof fans | DVC-P | 4050 | EUR
465943 | DVC 710D-P EC |  | 203 Roof fans | 20305 EC Roof fans | DVC-P | 4800 | EUR
469589 | DVC 450E-PK EC |  | 203 Roof fans | 20305 EC Roof fans | DVC-P | 2882 | EUR
79284 | DVC 315E-POC FTG EC |  | 203 Roof fans | 20305 EC Roof fans | DVC-POC | 2440 | EUR
79285 | DVC 355E-POC FTG EC |  | 203 Roof fans | 20305 EC Roof fans | DVC-POC | 3050 | EUR
218850 | TFC 225 S Sileo Black |  | 203 Roof fans | 20305 EC Roof fans | TFC | 1558 | EUR
218852 | TFC 280 S Sileo Black |  | 203 Roof fans | 20305 EC Roof fans | TFC | 1814 | EUR
218854 | TFC 355 S Sileo Black |  | 203 Roof fans | 20305 EC Roof fans | TFC | 2379 | EUR
218856 | TFC 450 S Sileo Black |  | 203 Roof fans | 20305 EC Roof fans | TFC | 3054 | EUR
218858 | TFC 500 S Sileo Black |  | 203 Roof fans | 20305 EC Roof fans | TFC | 3529 | EUR
156814 | TFC 225 P Sileo Black |  | 203 Roof fans | 20305 EC Roof fans | TFC-P | 1833 | EUR
156816 | TFC 280 P Sileo Black |  | 203 Roof fans | 20305 EC Roof fans | TFC-P | 2273 | EUR
156818 | TFC 355 P Sileo Black |  | 203 Roof fans | 20305 EC Roof fans | TFC-P | 2892 | EUR
156820 | TFC 450 P Sileo Black |  | 203 Roof fans | 20305 EC Roof fans | TFC-P | 3539 | EUR
156822 | TFC 500 P Sileo Black |  | 203 Roof fans | 20305 EC Roof fans | TFC-P | 4015 | EUR
76868 | TFSK 160 EC Sileo Black |  | 203 Roof fans | 20305 EC Roof fans | TFSK EC | 501 | EUR
525803 | TFSK 200 EC Sileo Black |  | 203 Roof fans | 20305 EC Roof fans | TFSK EC | 537 | EUR
76869 | TFSR 160 EC Sileo Black |  | 203 Roof fans | 20305 EC Roof fans | TFSR EC | 502 | EUR
525800 | TFSR 200 EC Sileo Black |  | 203 Roof fans | 20305 EC Roof fans | TFSR EC | 584 | EUR
382366 | DVN 400EC |  | 203 Roof fans | 20306 EC Thermo Roof fans | DVN EC | 2472 | EUR
382367 | DVN 355EC |  | 203 Roof fans | 20306 EC Thermo Roof fans | DVN EC | 2000 | EUR
382374 | DVN 450EC-K |  | 203 Roof fans | 20306 EC Thermo Roof fans | DVN EC | 2905 | EUR
454810 | DVN 450EC |  | 203 Roof fans | 20306 EC Thermo Roof fans | DVN EC | 3153 | EUR
454822 | DVN 500EC |  | 203 Roof fans | 20306 EC Thermo Roof fans | DVN EC | 3677 | EUR
454829 | DVN 560EC |  | 203 Roof fans | 20306 EC Thermo Roof fans | DVN EC | 4357 | EUR
382373 | DVNI 450EC-K |  | 203 Roof fans | 20306 EC Thermo Roof fans | DVNI EC | 3420 | EUR
382382 | DVNI 355EC |  | 203 Roof fans | 20306 EC Thermo Roof fans | DVNI EC | 2464 | EUR
382383 | DVNI 400EC |  | 203 Roof fans | 20306 EC Thermo Roof fans | DVNI EC | 2936 | EUR
454811 | DVNI 450EC |  | 203 Roof fans | 20306 EC Thermo Roof fans | DVNI EC | 3668 | EUR
454823 | DVNI 500EC |  | 203 Roof fans | 20306 EC Thermo Roof fans | DVNI EC | 4192 | EUR
454830 | DVNI 560EC |  | 203 Roof fans | 20306 EC Thermo Roof fans | DVNI EC | 5129 | EUR
1525 | CE 140 S-125 Centrifugal Fan |  | 204 Other fans | 20402 Centrifugal fans | CE | 234 | EUR
1527 | CE 140 L-125 Centrifugal Fan |  | 204 Other fans | 20402 Centrifugal fans | CE | 274 | EUR
1529 | CE 140 M-160 Centrifugal Fan |  | 204 Other fans | 20402 Centrifugal fans | CE | 278 | EUR
1530 | CE 140 L-160 Centrifugal Fan |  | 204 Other fans | 20402 Centrifugal fans | CE | 280 | EUR
1574 | CT 250-4 Centrifugal fan |  | 204 Other fans | 20402 Centrifugal fans | CT | 787 | EUR
1581 | CT 225-6 Centrifugal fan |  | 204 Other fans | 20402 Centrifugal fans | CT | 684 | EUR
1583 | CT 225-4 Centrifugal fan |  | 204 Other fans | 20402 Centrifugal fans | CT | 689 | EUR
93298 | CT 280-4 Centrifugal fan |  | 204 Other fans | 20402 Centrifugal fans | CT | 1123 | EUR
93299 | CT 315-4 |  | 204 Other fans | 20402 Centrifugal fans | CT | 1368 | EUR
157239 | IV 50-4 IE3 |  | 204 Other fans | 20406 Centrifugal Jet fans | IV | 2380 | EUR
157241 | IV 50-4/6 |  | 204 Other fans | 20406 Centrifugal Jet fans | IV | 2480 | EUR
157243 | IV 50-4/8 |  | 204 Other fans | 20406 Centrifugal Jet fans | IV | 2500 | EUR
157246 | IV 100-4 IE3 |  | 204 Other fans | 20406 Centrifugal Jet fans | IV | 3890 | EUR
157247 | IV 100-4/6 |  | 204 Other fans | 20406 Centrifugal Jet fans | IV | 4060 | EUR
157248 | IV 100-4/8 |  | 204 Other fans | 20406 Centrifugal Jet fans | IV | 3970 | EUR
269414 | IV 50-4/8 + REV |  | 204 Other fans | 20406 Centrifugal Jet fans | IV | 2531 | EUR
381678 | IV 50-4 IE3 + Rev |  | 204 Other fans | 20406 Centrifugal Jet fans | IV | 2411 | EUR
218463 | IV 50 EC |  | 204 Other fans | 20406 Centrifugal Jet fans | IV EC | 2450 | EUR
269932 | IV 50 EC + REV3/3 |  | 204 Other fans | 20406 Centrifugal Jet fans | IV EC | 2481 | EUR
247027 | IV Smart AC |  | 204 Other fans | 20406 Centrifugal Jet fans | IV SMART | 899 | EUR
247028 | IV Smart AC+REV3/3 |  | 204 Other fans | 20406 Centrifugal Jet fans | IV SMART | 930 | EUR
448636 | IV Smart EC |  | 204 Other fans | 20406 Centrifugal Jet fans | IV SMART | 1199 | EUR
452574 | IV Smart EC+REV3/3 |  | 204 Other fans | 20406 Centrifugal Jet fans | IV SMART | 1230 | EUR
469509 | IV Smart EC-CO |  | 204 Other fans | 20406 Centrifugal Jet fans | IV SMART | 1663 | EUR
31555 | KBR 280D2-4 Thermo fan |  | 204 Other fans | 20407 Thermo box | KBR | 2307 | EUR
87914 | KBR 315D2 Thermo fan |  | 204 Other fans | 20407 Thermo box | KBR | 1984 | EUR
87918 | KBR 355D2 Thermo Fan |  | 204 Other fans | 20407 Thermo box | KBR | 2421 | EUR
87919 | KBR 355D2-K Thermo fan |  | 204 Other fans | 20407 Thermo box | KBR | 2194 | EUR
251432 | KBR 315D4 Thermo fan |  | 204 Other fans | 20407 Thermo box | KBR | 1912 | EUR
251433 | KBR 355D4/K Thermo fan |  | 204 Other fans | 20407 Thermo box | KBR | 2091 | EUR
251434 | KBR 280D4 Kitch.exhaust fan |  | 204 Other fans | 20407 Thermo box | KBR | 1809 | EUR
255931 | KBR 355D4 Thermo fan |  | 204 Other fans | 20407 Thermo box | KBR | 2132 | EUR
266291 | KBR 280D2 Thermo fan |  | 204 Other fans | 20407 Thermo box | KBR | 1649 | EUR
237995 | KBT 225D4 IE3 Thermo fan |  | 204 Other fans | 20407 Thermo box | KBT | 1643 | EUR
237996 | KBT 250D4 IE3 Thermo fan |  | 204 Other fans | 20407 Thermo box | KBT | 1876 | EUR
237997 | KBT 280D4 IE3 Thermo fan |  | 204 Other fans | 20407 Thermo box | KBT | 2053 | EUR
277251 | KBT 160D4 IE2 |  | 204 Other fans | 20407 Thermo box | KBT | 1250 | EUR
277252 | KBT 200D4 IE2 |  | 204 Other fans | 20407 Thermo box | KBT | 1431 | EUR
382393 | KBR 280EC |  | 204 Other fans | 20408 EC Thermobox | KBR-EC | 2194 | EUR
382395 | KBR 315EC |  | 204 Other fans | 20408 EC Thermobox | KBR-EC | 2245 | EUR
382396 | KBR 315EC-L |  | 204 Other fans | 20408 EC Thermobox | KBR-EC | 2887 | EUR
382399 | KBR 355EC-K |  | 204 Other fans | 20408 EC Thermobox | KBR-EC | 2421 | EUR
382400 | KBR 355EC |  | 204 Other fans | 20408 EC Thermobox | KBR-EC | 2471 | EUR
454805 | KBR 355EC-L |  | 204 Other fans | 20408 EC Thermobox | KBR-EC | 3852 | EUR
454440 | KBT 160EC |  | 204 Other fans | 20408 EC Thermobox | KBT-EC | 1800 | EUR
454441 | KBT 180EC |  | 204 Other fans | 20408 EC Thermobox | KBT-EC | 1950 | EUR
454442 | KBT 200EC |  | 204 Other fans | 20408 EC Thermobox | KBT-EC | 2000 | EUR
454443 | KBT 225EC |  | 204 Other fans | 20408 EC Thermobox | KBT-EC | 2255 | EUR
454444 | KBT 250EC |  | 204 Other fans | 20408 EC Thermobox | KBT-EC | 2380 | EUR
87796 | AxZent 400D2 |  | 204 Other fans | 20410 Thermo Centrifugal fans | AXZENT | 1630 | EUR
87797 | AxZent 450D2 |  | 204 Other fans | 20410 Thermo Centrifugal fans | AXZENT | 1954 | EUR
87798 | AxZent 560D4 |  | 204 Other fans | 20410 Thermo Centrifugal fans | AXZENT | 2215 | EUR
87799 | AxZent 630D4 |  | 204 Other fans | 20410 Thermo Centrifugal fans | AXZENT | 2451 | EUR
382388 | AxZent 400EC |  | 204 Other fans | 20411 EC Thermo Centrifugal fans | AXZENT EC | 2000 | EUR
382389 | AxZent 450EC |  | 204 Other fans | 20411 EC Thermo Centrifugal fans | AXZENT EC | 2266 | EUR
382390 | AxZent 500EC |  | 204 Other fans | 20411 EC Thermo Centrifugal fans | AXZENT EC | 2936 | EUR
382391 | AxZent 560EC |  | 204 Other fans | 20411 EC Thermo Centrifugal fans | AXZENT EC | 3214 | EUR
448529 | AxZent 400EC-L |  | 204 Other fans | 20411 EC Thermo Centrifugal fans | AXZENT EC | 2169 | EUR
454821 | AxZent 630EC |  | 204 Other fans | 20411 EC Thermo Centrifugal fans | AXZENT EC | 4105 | EUR
9994044 | EMC-kit 16-25 1,5mm2 |  | 206 Electrical accessories Ventilation | 20600 Misc. Electrical vent. control equipment | ACC | 438 | EUR
9994045 | EMC-kit 25-25 2,5mm2 |  | 206 Electrical accessories Ventilation | 20600 Misc. Electrical vent. control equipment | ACC | 165 | EUR
98900 | Power supply MRH 400÷1000 230V |  | 206 Electrical accessories Ventilation | 20600 Misc. Electrical vent. control equipment | MRH-ACC | 939 | EUR
98901 | Power sup. MRH 1120÷1250 230V |  | 206 Electrical accessories Ventilation | 20600 Misc. Electrical vent. control equipment | MRH-ACC | 1245 | EUR
35710 | ARM-1 smoke detector |  | 206 Electrical accessories Ventilation | 20602 Switching devices | AES | 247 | EUR
35711 | AMM-2 multiple sensor detector |  | 206 Electrical accessories Ventilation | 20602 Switching devices | AES | 242 | EUR
35719 | AES-UD-BA operating switch |  | 206 Electrical accessories Ventilation | 20602 Switching devices | AES | 918 | EUR
36798 | AES-ÜD-DKWR wind/rain sensor |  | 206 Electrical accessories Ventilation | 20602 Switching devices | AES | 1128 | EUR
36810 | DRV 200-K90" |  | 206 Electrical accessories Ventilation | 20602 Switching devices | AES | 1497 | EUR
75621 | AES-ÜD-SLK |  | 206 Electrical accessories Ventilation | 20602 Switching devices | AES | 124 | EUR
77049 | AES3.2-0,75kW, D3M, control un |  | 206 Electrical accessories Ventilation | 20602 Switching devices | AES | 3510 | EUR
77057 | AES3.2-1,5kW, D3M, control uni |  | 206 Electrical accessories Ventilation | 20602 Switching devices | AES | 3550 | EUR
77089 | AES3.2-3kW, D4M, control unit |  | 206 Electrical accessories Ventilation | 20602 Switching devices | AES | 4680 | EUR
77093 | AES3.2-4kW, D3M, control unit |  | 206 Electrical accessories Ventilation | 20602 Switching devices | AES | 3275 | EUR
77094 | AES3.2-4kW, D4M, control unit |  | 206 Electrical accessories Ventilation | 20602 Switching devices | AES | 4685 | EUR
77152 | FWS-S4 fire brigade switch |  | 206 Electrical accessories Ventilation | 20602 Switching devices | AES | 523 | EUR
77153 | FWS-P4 fire brigade switch |  | 206 Electrical accessories Ventilation | 20602 Switching devices | AES | 736 | EUR
77154 | HRM-3K-GR pushbutton switch |  | 206 Electrical accessories Ventilation | 20602 Switching devices | AES | 219 | EUR
77155 | HRM-3K-GE pushbutton switch |  | 206 Electrical accessories Ventilation | 20602 Switching devices | AES | 219 | EUR
77156 | HRM-3K-OR pushbutton switch |  | 206 Electrical accessories Ventilation | 20602 Switching devices | AES | 195 | EUR
77157 | FWS-ZY profile cylinder |  | 206 Electrical accessories Ventilation | 20602 Switching devices | AES | 236 | EUR
77158 | FWS-P4 fire brigade switch+key |  | 206 Electrical accessories Ventilation | 20602 Switching devices | AES | 972 | EUR
77198 | BLH-230AC |  | 206 Electrical accessories Ventilation | 20602 Switching devices | AES | 527 | EUR
459639 | FEP-AP-LED-Fireman's switch |  | 206 Electrical accessories Ventilation | 20602 Switching devices | AES | 746 | EUR
33216 | REV-9POL-11kW B/G |  | 206 Electrical accessories Ventilation | 20602 Switching devices | REV | 137 | EUR
33217 | REV-9POL-15kW B/G |  | 206 Electrical accessories Ventilation | 20602 Switching devices | REV | 194 | EUR
33218 | REV-9POL-22kW B/G |  | 206 Electrical accessories Ventilation | 20602 Switching devices | REV | 265 | EUR
33978 | REV-3POL/03-7,5kW R/Y |  | 206 Electrical accessories Ventilation | 20602 Switching devices | REV | 88 | EUR
33979 | REV-5POL/05-7,5kW R/Y |  | 206 Electrical accessories Ventilation | 20602 Switching devices | REV | 93 | EUR
33980 | REV-5POL/07-7,5kW R/Y |  | 206 Electrical accessories Ventilation | 20602 Switching devices | REV | 96 | EUR
33981 | REV-9POL/12-7,5kW R/Y |  | 206 Electrical accessories Ventilation | 20602 Switching devices | REV | 164 | EUR
34549 | REV-5POL/07-EMV-7,5kW R/Y |  | 206 Electrical accessories Ventilation | 20602 Switching devices | REV | 411 | EUR
35757 | REV-5POL/05-7,5kW R/Y |  | 206 Electrical accessories Ventilation | 20602 Switching devices | REV | 90 | EUR
36414 | REV-3POL/ATEX-11kW R/Y |  | 206 Electrical accessories Ventilation | 20602 Switching devices | REV | 1113 | EUR
78664 | REV-6POL/F300-18,5kW R/Y |  | 206 Electrical accessories Ventilation | 20602 Switching devices | REV | 1063 | EUR
78665 | REV-6POL/F400-18,5kW R/Y |  | 206 Electrical accessories Ventilation | 20602 Switching devices | REV | 1101 | EUR
95120 | REV DVV/DVG 315-1000 |  | 206 Electrical accessories Ventilation | 20602 Switching devices | REV | 225 | EUR
98304 | SR3 A105/171 IP65 black/grey |  | 206 Electrical accessories Ventilation | 20602 Switching devices | REV | 45 | EUR
98306 | SR5 A105/374 IP65 black/grey |  | 206 Electrical accessories Ventilation | 20602 Switching devices | REV | 47 | EUR
264804 | REV-3POL/03-7,5kW B/G |  | 206 Electrical accessories Ventilation | 20602 Switching devices | REV | 88 | EUR
264805 | REV-5POL/05-7,5kW B/G |  | 206 Electrical accessories Ventilation | 20602 Switching devices | REV | 101 | EUR
281742 | REV-5POL/07-7,5kW B/G |  | 206 Electrical accessories Ventilation | 20602 Switching devices | REV | 112 | EUR
281743 | REV-9POL/12-7,5kW B/G |  | 206 Electrical accessories Ventilation | 20602 Switching devices | REV | 164 | EUR
281744 | REV-5POL/07-EMV-7,5kW B/G |  | 206 Electrical accessories Ventilation | 20602 Switching devices | REV | 431 | EUR
281745 | REV-5POL/05-7,5kW B/G |  | 206 Electrical accessories Ventilation | 20602 Switching devices | REV | 92 | EUR
306074 | EMC KIT /5pol/7,5KW |  | 206 Electrical accessories Ventilation | 20602 Switching devices | REV | 125 | EUR
306075 | EMC KIT /15KW |  | 206 Electrical accessories Ventilation | 20602 Switching devices | REV | 165 | EUR
306077 | EMC KIT /3pol/7,5KW |  | 206 Electrical accessories Ventilation | 20602 Switching devices | REV | 117 | EUR
306078 | EMC KIT 9Pol/11KW |  | 206 Electrical accessories Ventilation | 20602 Switching devices | REV | 173 | EUR
306079 | EMC KIT / 22KW |  | 206 Electrical accessories Ventilation | 20602 Switching devices | REV | 224 | EUR
312055 | REV-AXC/3POL-7,5kW R/Y |  | 206 Electrical accessories Ventilation | 20602 Switching devices | REV | 149 | EUR
312056 | REV-AXC/5POL-7,5kW R/Y |  | 206 Electrical accessories Ventilation | 20602 Switching devices | REV | 160 | EUR
312057 | REV-AXC/9POL-7,5kW R/Y |  | 206 Electrical accessories Ventilation | 20602 Switching devices | REV | 187 | EUR
312058 | REV-AXC/9POL-11kW B/G |  | 206 Electrical accessories Ventilation | 20602 Switching devices | REV | 235 | EUR
312059 | REV-AXC/9POL-15kW B/G |  | 206 Electrical accessories Ventilation | 20602 Switching devices | REV | 298 | EUR
312060 | REV-AXC/9POL-22kW B/G |  | 206 Electrical accessories Ventilation | 20602 Switching devices | REV | 428 | EUR
312061 | REV-AXC/6POL-37kW B/G |  | 206 Electrical accessories Ventilation | 20602 Switching devices | REV | 670 | EUR
312062 | REV-AXC/6POL-45kW B/G |  | 206 Electrical accessories Ventilation | 20602 Switching devices | REV | 970 | EUR
312063 | REV-AXC/6POL-80kW B/B |  | 206 Electrical accessories Ventilation | 20602 Switching devices | REV | 1723 | EUR
448266 | REV-3POL/ATEX-22kW R/Y |  | 206 Electrical accessories Ventilation | 20602 Switching devices | REV | 2640 | EUR
448267 | REV-3POL/ATEX-45kW R/Y |  | 206 Electrical accessories Ventilation | 20602 Switching devices | REV | 4522 | EUR
448268 | REV-3POL/ATEX-90kW R/Y |  | 206 Electrical accessories Ventilation | 20602 Switching devices | REV | 10308 | EUR
6051 | R-DK4 KT Transformer (302568) |  | 206 Electrical accessories Ventilation | 20603 Speed controls, transformer | R-DK4 KT | 1087 | EUR
5000 | RE 1,5 Speed control* |  | 206 Electrical accessories Ventilation | 20603 Speed controls, transformer | RE | 208 | EUR
5001 | RE 3 Speed control |  | 206 Electrical accessories Ventilation | 20603 Speed controls, transformer | RE | 229 | EUR
5002 | RE 5 Speed control |  | 206 Electrical accessories Ventilation | 20603 Speed controls, transformer | RE | 279 | EUR
5003 | RE 7 Speed control |  | 206 Electrical accessories Ventilation | 20603 Speed controls, transformer | RE | 440 | EUR
5004 | REU 1.5 Speed control |  | 206 Electrical accessories Ventilation | 20603 Speed controls, transformer | REU | 234 | EUR
5005 | REU 3 Speed control |  | 206 Electrical accessories Ventilation | 20603 Speed controls, transformer | REU | 359 | EUR
5006 | REU 5 Speed control |  | 206 Electrical accessories Ventilation | 20603 Speed controls, transformer | REU | 417 | EUR
5007 | REU 7 Speed control |  | 206 Electrical accessories Ventilation | 20603 Speed controls, transformer | REU | 535 | EUR
5941 | RTRD 2 Speed Cont. Systemair |  | 206 Electrical accessories Ventilation | 20603 Speed controls, transformer | RTRD | 484 | EUR
5942 | RTRD 4 Speed cont. Systemair |  | 206 Electrical accessories Ventilation | 20603 Speed controls, transformer | RTRD | 605 | EUR
5943 | RTRD 7 speed control Systemair |  | 206 Electrical accessories Ventilation | 20603 Speed controls, transformer | RTRD | 820 | EUR
5944 | RTRD 14 Speed cont. Systemair |  | 206 Electrical accessories Ventilation | 20603 Speed controls, transformer | RTRD | 1282 | EUR
32399 | RTRD 5.2 Speed control IP54 |  | 206 Electrical accessories Ventilation | 20603 Speed controls, transformer | RTRD | 809 | EUR
32594 | RTRD 3 Speed control IP54 |  | 206 Electrical accessories Ventilation | 20603 Speed controls, transformer | RTRD | 662 | EUR
5945 | RTRDU 2 Speed contr. Systemair |  | 206 Electrical accessories Ventilation | 20603 Speed controls, transformer | RTRDU | 940 | EUR
5946 | RTRDU 4 Speed contr. Systemair |  | 206 Electrical accessories Ventilation | 20603 Speed controls, transformer | RTRDU | 994 | EUR
5947 | RTRDU 7 Speed contr. Systemair |  | 206 Electrical accessories Ventilation | 20603 Speed controls, transformer | RTRDU | 1355 | EUR
5008 | RTRE 1,5 Speed control |  | 206 Electrical accessories Ventilation | 20603 Speed controls, transformer | RTRE | 245 | EUR
5009 | RTRE 3 Speed control |  | 206 Electrical accessories Ventilation | 20603 Speed controls, transformer | RTRE | 263 | EUR
5010 | RTRE 5 Speed control |  | 206 Electrical accessories Ventilation | 20603 Speed controls, transformer | RTRE | 315 | EUR
5011 | RTRE 7 Speed control |  | 206 Electrical accessories Ventilation | 20603 Speed controls, transformer | RTRE | 458 | EUR
6133 | RTRE 12 Speed control |  | 206 Electrical accessories Ventilation | 20603 Speed controls, transformer | RTRE | 582 | EUR
449084 | Step switch S-5EC-2, 0-10V |  | 206 Electrical accessories Ventilation | 20603 Speed controls, transformer | S-5EC | 117 | EUR
9516 | Transformer kit TDS 010A5 |  | 206 Electrical accessories Ventilation | 20603 Speed controls, transformer | TDS | 330 | EUR
9517 | Transformer kit TDS 030A5 |  | 206 Electrical accessories Ventilation | 20603 Speed controls, transformer | TDS | 474 | EUR
9518 | Transformer kit TDS 040A5 |  | 206 Electrical accessories Ventilation | 20603 Speed controls, transformer | TDS | 560 | EUR
9519 | Transformer kit TDS 050A5 |  | 206 Electrical accessories Ventilation | 20603 Speed controls, transformer | TDS | 721 | EUR
9520 | Transformer kit TDS 070A5 |  | 206 Electrical accessories Ventilation | 20603 Speed controls, transformer | TDS | 764 | EUR
9521 | Transformer kit TDS 100A5 |  | 206 Electrical accessories Ventilation | 20603 Speed controls, transformer | TDS | 1215 | EUR
9511 | Control transformer TES 022A5 |  | 206 Electrical accessories Ventilation | 20603 Speed controls, transformer | TES | 160 | EUR
9512 | Control transformer TES 030A5 |  | 206 Electrical accessories Ventilation | 20603 Speed controls, transformer | TES | 165 | EUR
9513 | Control transformer TES 040A5 |  | 206 Electrical accessories Ventilation | 20603 Speed controls, transformer | TES | 185 | EUR
9514 | Control transformer TES 070A5 |  | 206 Electrical accessories Ventilation | 20603 Speed controls, transformer | TES | 294 | EUR
9515 | Control transformer TES 100A5 |  | 206 Electrical accessories Ventilation | 20603 Speed controls, transformer | TES | 373 | EUR
9524 | Control transformer TES 050A5 |  | 206 Electrical accessories Ventilation | 20603 Speed controls, transformer | TES | 232 | EUR
16072 | RE 1,2 Speed control |  | 206 Electrical accessories Ventilation | 20603 Speed controls, transformer | V-RE | 185 | EUR
37256 | CXE/AVC Modbus |  | 206 Electrical accessories Ventilation | 20604 Speed controls, electronic | CXE | 748 | EUR
9908 | EC-Selector |  | 206 Electrical accessories Ventilation | 20604 Speed controls, electronic | EC | 214 | EUR
24805 | EC-Basic-T temperature |  | 206 Electrical accessories Ventilation | 20604 Speed controls, electronic | ECBasic | 193 | EUR
24806 | EC-Basic-U universal 0-10V |  | 206 Electrical accessories Ventilation | 20604 Speed controls, electronic | ECBasic | 193 | EUR
24807 | EC-Basic-H humidity |  | 206 Electrical accessories Ventilation | 20604 Speed controls, electronic | ECBasic | 193 | EUR
24808 | EC-Basic-CO2 and temperature |  | 206 Electrical accessories Ventilation | 20604 Speed controls, electronic | ECBasic | 386 | EUR
3115 | EC-Vent control board |  | 206 Electrical accessories Ventilation | 20604 Speed controls, electronic | EC-VENT | 589 | EUR
36335 | FC102-1,1kW/3A-IP20,150/50m |  | 206 Electrical accessories Ventilation | 20604 Speed controls, electronic | FCD | 1040 | EUR
36336 | FC102-1,5kW/4,1A-IP20, 150/50m |  | 206 Electrical accessories Ventilation | 20604 Speed controls, electronic | FCD | 1267 | EUR
36337 | FC102-2,2kW/5,6A-IP20,150/50m |  | 206 Electrical accessories Ventilation | 20604 Speed controls, electronic | FCD | 1360 | EUR
36338 | FC102-3,0kW/7,2A-IP20,150/50m |  | 206 Electrical accessories Ventilation | 20604 Speed controls, electronic | FCD | 1411 | EUR
36339 | FC102-4,0kW/10A-IP20,150/50m |  | 206 Electrical accessories Ventilation | 20604 Speed controls, electronic | FCD | 1638 | EUR
36340 | FC102-5,5kW/13A-IP20,150/50m |  | 206 Electrical accessories Ventilation | 20604 Speed controls, electronic | FCD | 1833 | EUR
36341 | FC102-7,5kW/16A-IP20,150/50m |  | 206 Electrical accessories Ventilation | 20604 Speed controls, electronic | FCD | 2194 | EUR
36342 | FC102-11,0kW/24A-IP20,150/50m |  | 206 Electrical accessories Ventilation | 20604 Speed controls, electronic | FCD | 2647 | EUR
36343 | FC102-15,0kW/32A-IP20,150/50m |  | 206 Electrical accessories Ventilation | 20604 Speed controls, electronic | FCD | 3142 | EUR
93398 | FC102-7,5kW/16A-IP55-Brake |  | 206 Electrical accessories Ventilation | 20604 Speed controls, electronic | FCD | 2590 | EUR
94062 | FC102-15kW/32A-IP55-Brake |  | 206 Electrical accessories Ventilation | 20604 Speed controls, electronic | FCD | 3894 | EUR
246604 | Brake Resistor 5,5kW, IP54 |  | 206 Electrical accessories Ventilation | 20604 Speed controls, electronic | FCD | 420 | EUR
246605 | Brake Resistor 7,5kW, IP54 |  | 206 Electrical accessories Ventilation | 20604 Speed controls, electronic | FCD | 466 | EUR
246606 | Brake Resistor 11kW, IP54 |  | 206 Electrical accessories Ventilation | 20604 Speed controls, electronic | FCD | 540 | EUR
246607 | Brake Resistor 15kW, IP54 |  | 206 Electrical accessories Ventilation | 20604 Speed controls, electronic | FCD | 630 | EUR
281774 | FC102-brake resist.2,2KW IP54 |  | 206 Electrical accessories Ventilation | 20604 Speed controls, electronic | FCD | 221 | EUR
281775 | FC102-brake resist.3,0KW IP54 |  | 206 Electrical accessories Ventilation | 20604 Speed controls, electronic | FCD | 221 | EUR
281776 | FC102-brake resist.4,0KW IP54 |  | 206 Electrical accessories Ventilation | 20604 Speed controls, electronic | FCD | 244 | EUR
281777 | FC102-brake resist.18,5KW IP54 |  | 206 Electrical accessories Ventilation | 20604 Speed controls, electronic | FCD | 746 | EUR
281778 | FC102-brake resist.22,0KW IP54 |  | 206 Electrical accessories Ventilation | 20604 Speed controls, electronic | FCD | 935 | EUR
281779 | FC102-brake resist.30,0KW IP54 |  | 206 Electrical accessories Ventilation | 20604 Speed controls, electronic | FCD | 935 | EUR
281781 | FC102-5,5kW/13A-IP55-Brake+MS |  | 206 Electrical accessories Ventilation | 20604 Speed controls, electronic | FCD | 2472 | EUR
281783 | FC102-11,0kW/24A-IP55-Brake+MS |  | 206 Electrical accessories Ventilation | 20604 Speed controls, electronic | FCD | 3636 | EUR
281784 | FC102-15,0kW/32A-IP55-Brake+MS |  | 206 Electrical accessories Ventilation | 20604 Speed controls, electronic | FCD | 4625 | EUR
281785 | FC102-18,5kW/37,5A-IP55-Bra+MS |  | 206 Electrical accessories Ventilation | 20604 Speed controls, electronic | FCD | 4820 | EUR
281786 | FC102-22,0KW/44A-IP55-Bra+MS |  | 206 Electrical accessories Ventilation | 20604 Speed controls, electronic | FCD | 5500 | EUR
281794 | FC102-sine filtre 4,1A IP54 |  | 206 Electrical accessories Ventilation | 20604 Speed controls, electronic | FCD | 1602 | EUR
281795 | FC102-sine filtre 7,5A IP54 |  | 206 Electrical accessories Ventilation | 20604 Speed controls, electronic | FCD | 1920 | EUR
281797 | FC102-sine filtre 10,0A IP54 |  | 206 Electrical accessories Ventilation | 20604 Speed controls, electronic | FCD | 2037 | EUR
281798 | FC102-sine filtre 17A IP54 |  | 206 Electrical accessories Ventilation | 20604 Speed controls, electronic | FCD | 2418 | EUR
281799 | FC102-sine filtre 24,2A IP54 |  | 206 Electrical accessories Ventilation | 20604 Speed controls, electronic | FCD | 3204 | EUR
281800 | FC102-sine filtre 32,0A IP54 |  | 206 Electrical accessories Ventilation | 20604 Speed controls, electronic | FCD | 4626 | EUR
281801 | FC102-sine filtre 37,5A IP54 |  | 206 Electrical accessories Ventilation | 20604 Speed controls, electronic | FCD | 5177 | EUR
281802 | FC102-sine filtre 46,2A IP54 |  | 206 Electrical accessories Ventilation | 20604 Speed controls, electronic | FCD | 5835 | EUR
281803 | FC102-sine filtre 61,0A IP54 |  | 206 Electrical accessories Ventilation | 20604 Speed controls, electronic | FCD | 6790 | EUR
459566 | FC102-4,0kW/10A-IP55-Brake+MD |  | 206 Electrical accessories Ventilation | 20604 Speed controls, electronic | FCD | 2698 | EUR
459567 | FC102-5,5kW/13A-IP55-Brake+MD |  | 206 Electrical accessories Ventilation | 20604 Speed controls, electronic | FCD | 3005 | EUR
459568 | FC102-7,5kW/16A-IP55-Brake+MD |  | 206 Electrical accessories Ventilation | 20604 Speed controls, electronic | FCD | 3326 | EUR
459569 | FC102-11,0kW/24A-IP55-Brake+MD |  | 206 Electrical accessories Ventilation | 20604 Speed controls, electronic | FCD | 4282 | EUR
459570 | FC102-15,0kW/32A-IP55-Brake+MD |  | 206 Electrical accessories Ventilation | 20604 Speed controls, electronic | FCD | 4852 | EUR
459571 | FC102-18,5kW37,5A-IP55-Brake+M |  | 206 Electrical accessories Ventilation | 20604 Speed controls, electronic | FCD | 5588 | EUR
459572 | FC102-22,0kW/44A-IP55-Brake+MD |  | 206 Electrical accessories Ventilation | 20604 Speed controls, electronic | FCD | 6330 | EUR
459573 | FC102-30,0kW/61A-IP55-Brake+MD |  | 206 Electrical accessories Ventilation | 20604 Speed controls, electronic | FCD | 7226 | EUR
459574 | FC102-2,2kW/5,6A-IP20-Brake |  | 206 Electrical accessories Ventilation | 20604 Speed controls, electronic | FCD | 1914 | EUR
459575 | FC102-3,0kW/7,2A-IP20-Brake |  | 206 Electrical accessories Ventilation | 20604 Speed controls, electronic | FCD | 2000 | EUR
459576 | KIT-FC102-4,0kW/10A-IP20-Brake |  | 206 Electrical accessories Ventilation | 20604 Speed controls, electronic | FCD | 2289 | EUR
459577 | KIT-FC102-5,5kW/13A-IP20-Brake |  | 206 Electrical accessories Ventilation | 20604 Speed controls, electronic | FCD | 2550 | EUR
459578 | KIT-FC102-7,5kW/16A-IP20-Brake |  | 206 Electrical accessories Ventilation | 20604 Speed controls, electronic | FCD | 2959 | EUR
459579 | KIT-FC102-11kW/24A-IP20-Brake |  | 206 Electrical accessories Ventilation | 20604 Speed controls, electronic | FCD | 3546 | EUR
459581 | FC102-15,0kW/32,0A-IP20-Brake |  | 206 Electrical accessories Ventilation | 20604 Speed controls, electronic | FCD | 4081 | EUR
459582 | FC102-18,5kW/37,5A-IP20-Brake |  | 206 Electrical accessories Ventilation | 20604 Speed controls, electronic | FCD | 4740 | EUR
459583 | FC102-22,0kW/44,0A-IP20-Brake |  | 206 Electrical accessories Ventilation | 20604 Speed controls, electronic | FCD | 5562 | EUR
459584 | FC102-30,0kW/61,0A-IP20-Brake |  | 206 Electrical accessories Ventilation | 20604 Speed controls, electronic | FCD | 6058 | EUR
459610 | FC102-2,2kW/5,6A-IP55-Brake |  | 206 Electrical accessories Ventilation | 20604 Speed controls, electronic | FCD | 2072 | EUR
459611 | FC102-3,0kW/7,2A-IP55-Brake |  | 206 Electrical accessories Ventilation | 20604 Speed controls, electronic | FCD | 2201 | EUR
459612 | FC102-4,0kW/10,0A-IP55-Brake |  | 206 Electrical accessories Ventilation | 20604 Speed controls, electronic | FCD | 2402 | EUR
459613 | FC102-5,5kW/13,0A-IP55-Brake |  | 206 Electrical accessories Ventilation | 20604 Speed controls, electronic | FCD | 2713 | EUR
459614 | FC102-7,5kW/16,0A-IP55-Brake |  | 206 Electrical accessories Ventilation | 20604 Speed controls, electronic | FCD | 3027 | EUR
459615 | FC102-11,0kW/24,0A-IP55-Brake |  | 206 Electrical accessories Ventilation | 20604 Speed controls, electronic | FCD | 3835 | EUR
459616 | FC102-15,0kW/32,0A-IP55-Brake |  | 206 Electrical accessories Ventilation | 20604 Speed controls, electronic | FCD | 4403 | EUR
459617 | FC102-18,5kW/37,5A-IP55-Brake |  | 206 Electrical accessories Ventilation | 20604 Speed controls, electronic | FCD | 5138 | EUR
459618 | FC102-22,0kW/44,0A-IP55-Brake |  | 206 Electrical accessories Ventilation | 20604 Speed controls, electronic | FCD | 5880 | EUR
459619 | FC102-30,0kW/61,0A-IP55-Brake |  | 206 Electrical accessories Ventilation | 20604 Speed controls, electronic | FCD | 6774 | EUR
36227 | Frequency converter FRQ-4A |  | 206 Electrical accessories Ventilation | 20604 Speed controls, electronic | FRQ | 1056 | EUR
36228 | Frequency converter FRQ-10A |  | 206 Electrical accessories Ventilation | 20604 Speed controls, electronic | FRQ | 1306 | EUR
36229 | Frequency converter FRQ5-4A |  | 206 Electrical accessories Ventilation | 20604 Speed controls, electronic | FRQ | 1161 | EUR
36230 | Frequency converter FRQ5-10A |  | 206 Electrical accessories Ventilation | 20604 Speed controls, electronic | FRQ | 1429 | EUR
36231 | Frequency converter FRQS-4A |  | 206 Electrical accessories Ventilation | 20604 Speed controls, electronic | FRQ | 1565 | EUR
36232 | Frequency converter FRQS-10A |  | 206 Electrical accessories Ventilation | 20604 Speed controls, electronic | FRQ | 1840 | EUR
36233 | Frequency converter FRQ5S-4A |  | 206 Electrical accessories Ventilation | 20604 Speed controls, electronic | FRQ | 1656 | EUR
36234 | Frequency converter FRQ5S-10A |  | 206 Electrical accessories Ventilation | 20604 Speed controls, electronic | FRQ | 1892 | EUR
37275 | Frequency converter FRQS-16A |  | 206 Electrical accessories Ventilation | 20604 Speed controls, electronic | FRQ | 2421 | EUR
37276 | Frequency convert FRQ5S-16A |  | 206 Electrical accessories Ventilation | 20604 Speed controls, electronic | FRQ | 2318 | EUR
37419 | Frequency converter FRQSE-6A |  | 206 Electrical accessories Ventilation | 20604 Speed controls, electronic | FRQ | 1700 | EUR
37421 | Frequency convert FRQ5SE-6A |  | 206 Electrical accessories Ventilation | 20604 Speed controls, electronic | FRQ | 1906 | EUR
37422 | Frequency convert FRQ5SE-10A |  | 206 Electrical accessories Ventilation | 20604 Speed controls, electronic | FRQ | 2266 | EUR
31387 | Frequency converter FXDM5AM |  | 206 Electrical accessories Ventilation | 20604 Speed controls, electronic | FXDM | 2503 | EUR
31388 | Frequency converter FXDM8AM |  | 206 Electrical accessories Ventilation | 20604 Speed controls, electronic | FXDM | 2637 | EUR
31389 | Frequency converter FXDM14AM |  | 206 Electrical accessories Ventilation | 20604 Speed controls, electronic | FXDM | 3863 | EUR
31390 | Frequency converter FXDM18AM |  | 206 Electrical accessories Ventilation | 20604 Speed controls, electronic | FXDM | 4810 | EUR
36360 | Frequency converter FXDM50AM |  | 206 Electrical accessories Ventilation | 20604 Speed controls, electronic | FXDM | 8415 | EUR
36362 | Frequency converter FXDM32AM |  | 206 Electrical accessories Ventilation | 20604 Speed controls, electronic | FXDM | 8086 | EUR
36363 | Frequency converter FXDM22AM |  | 206 Electrical accessories Ventilation | 20604 Speed controls, electronic | FXDM | 6365 | EUR
32731 | MTP 10, 10K, Speed control |  | 206 Electrical accessories Ventilation | 20604 Speed controls, electronic | MTP | 45 | EUR
310220 | Potentiometer MTP 20, 0-10V |  | 206 Electrical accessories Ventilation | 20604 Speed controls, electronic | MTP | 78 | EUR
335477 | MC3 step switch |  | 206 Electrical accessories Ventilation | 20604 Speed controls, electronic | MTP | 61 | EUR
524264 | MC2 step switch 0-1-2 |  | 206 Electrical accessories Ventilation | 20604 Speed controls, electronic | MTP | 63 | EUR
524265 | MC3 step switch 0-1-2-3 |  | 206 Electrical accessories Ventilation | 20604 Speed controls, electronic | MTP | 61 | EUR
30650 | MTV-1/010 Controller 0..10V+ |  | 206 Electrical accessories Ventilation | 20604 Speed controls, electronic | MTV | 70 | EUR
30172 | PKE-2.5V speed controller |  | 206 Electrical accessories Ventilation | 20604 Speed controls, electronic | PKE | 243 | EUR
5314 | REE 1 Speed control |  | 206 Electrical accessories Ventilation | 20604 Speed controls, electronic | REE | 49 | EUR
5316 | REE 2 Speed control |  | 206 Electrical accessories Ventilation | 20604 Speed controls, electronic | REE | 61 | EUR
5317 | REE 4 Speed control |  | 206 Electrical accessories Ventilation | 20604 Speed controls, electronic | REE | 115 | EUR
49129 | Thyristor control REE 060TR0-S |  | 206 Electrical accessories Ventilation | 20604 Speed controls, electronic | REE | 217 | EUR
49130 | Thyristor control REE 100TR0-S |  | 206 Electrical accessories Ventilation | 20604 Speed controls, electronic | REE | 235 | EUR
77264 | Thyristor control REE 030S0 |  | 206 Electrical accessories Ventilation | 20604 Speed controls, electronic | REE | 259 | EUR
77268 | Thyristor control REE 050S0 |  | 206 Electrical accessories Ventilation | 20604 Speed controls, electronic | REE | 278 | EUR
5698 | REPT 6 Digital regulator |  | 206 Electrical accessories Ventilation | 20604 Speed controls, electronic | REPT | 802 | EUR
5699 | REPT 10 Digital regulator |  | 206 Electrical accessories Ventilation | 20604 Speed controls, electronic | REPT | 1126 | EUR
32293 | RETP 6 Temp/Pressure regulator |  | 206 Electrical accessories Ventilation | 20604 Speed controls, electronic | RET | 603 | EUR
32294 | RETP 10 Temp/Pressure regulat. |  | 206 Electrical accessories Ventilation | 20604 Speed controls, electronic | RET | 824 | EUR
452689 | Room unit, with display |  | 206 Electrical accessories Ventilation | 20604 Speed controls, electronic | RUWD | 505 | EUR
2697 | Step switch S-DT2SKT, Y/D |  | 206 Electrical accessories Ventilation | 20604 Speed controls, electronic | S | 274 | EUR
2698 | Step switch S-DT2DKT, Y/YY |  | 206 Electrical accessories Ventilation | 20604 Speed controls, electronic | S | 362 | EUR
2699 | Step switch S-DT2GKT, Y/Y |  | 206 Electrical accessories Ventilation | 20604 Speed controls, electronic | S | 329 | EUR
9346 | LF24 Spring-return actuator |  | 206 Electrical accessories Ventilation | 20605 Electrical Actuators & valves | LF | 276 | EUR
9353 | LF24-SR Damper actuator spring |  | 206 Electrical accessories Ventilation | 20605 Electrical Actuators & valves | LF | 350 | EUR
9350 | LM24A-SR Damper actuator |  | 206 Electrical accessories Ventilation | 20605 Electrical Actuators & valves | LM | 239 | EUR
9798 | RVAZ4-24 Actuator 3points |  | 206 Electrical accessories Ventilation | 20605 Electrical Actuators & valves | RVA | 215 | EUR
9862 | RVAZ4 24A Actuator 0-10V |  | 206 Electrical accessories Ventilation | 20605 Electrical Actuators & valves | RVA | 384 | EUR
77256 | RVAN5-24A Actuator 0-10V |  | 206 Electrical accessories Ventilation | 20605 Electrical Actuators & valves | RVA | 460 | EUR
314442 | Servo drive 24V |  | 206 Electrical accessories Ventilation | 20605 Electrical Actuators & valves | SCP | 943 | EUR
33691 | SF24A Damper actuator |  | 206 Electrical accessories Ventilation | 20605 Electrical Actuators & valves | SF-A | 399 | EUR
9344 | SM24A Damper actuator SYS |  | 206 Electrical accessories Ventilation | 20605 Electrical Actuators & valves | SM | 236 | EUR
9351 | SM24A-SR Damper actuator SYS |  | 206 Electrical accessories Ventilation | 20605 Electrical Actuators & valves | SM | 323 | EUR
30190 | SM230A Damper actuator SYS |  | 206 Electrical accessories Ventilation | 20605 Electrical Actuators & valves | SM | 242 | EUR
311653 | TF24 Damper Actuator |  | 206 Electrical accessories Ventilation | 20605 Electrical Actuators & valves | TF | 211 | EUR
382777 | Room fine dust sensor RPS-SD |  | 206 Electrical accessories Ventilation | 20606 Sensors and transmitters |  | 1288 | EUR
382779 | Dew point switch KW-W-SD |  | 206 Electrical accessories Ventilation | 20606 Sensors and transmitters |  | 256 | EUR
382780 | Presence detector DBWF-W |  | 206 Electrical accessories Ventilation | 20606 Sensors and transmitters |  | 783 | EUR
14906 | Systemair-1 CO2 duct sensor |  | 206 Electrical accessories Ventilation | 20606 Sensors and transmitters | 1CO2 | 304 | EUR
382786 | Wireless module W-Modbus |  | 206 Electrical accessories Ventilation | 20606 Sensors and transmitters | ACC | 411 | EUR
286251 | Room hygrostat HR-S |  | 206 Electrical accessories Ventilation | 20606 Sensors and transmitters | BRAVO HU | 138 | EUR
14905 | Systemair-E-D CO2 sensor |  | 206 Electrical accessories Ventilation | 20606 Sensors and transmitters | CO2 | 432 | EUR
14907 | Systemair-2 CO2 duct sensor |  | 206 Electrical accessories Ventilation | 20606 Sensors and transmitters | CO2 | 300 | EUR
14908 | Systemair-1M CO2 duct sensor |  | 206 Electrical accessories Ventilation | 20606 Sensors and transmitters | CO2 | 275 | EUR
235145 | Housing for measuring point |  | 206 Electrical accessories Ventilation | 20606 Sensors and transmitters | CO2 | 29 | EUR
251355 | CO2 traffic light |  | 206 Electrical accessories Ventilation | 20606 Sensors and transmitters | CO2 | 433 | EUR
251924 | M-SENSE III CO/CO2-sensor |  | 206 Electrical accessories Ventilation | 20606 Sensors and transmitters | CO2 | 2081 | EUR
466457 | CO2 room sensor RCO2-W-LCD |  | 206 Electrical accessories Ventilation | 20606 Sensors and transmitters | CO2 | 644 | EUR
466458 | CO2 room sensor RCO2-W |  | 206 Electrical accessories Ventilation | 20606 Sensors and transmitters | CO2 | 536 | EUR
266263 | CTDT2 |  | 206 Electrical accessories Ventilation | 20606 Sensors and transmitters | CO2DT | 803 | EUR
266262 | CTRTA |  | 206 Electrical accessories Ventilation | 20606 Sensors and transmitters | CO2RT | 982 | EUR
35792 | LT-A illuminated sign |  | 206 Electrical accessories Ventilation | 20606 Sensors and transmitters | COD | 657 | EUR
211764 | Presigo 1250A |  | 206 Electrical accessories Ventilation | 20606 Sensors and transmitters | DSG | 270 | EUR
215004 | Sensor DSG 50, +/-50Pa |  | 206 Electrical accessories Ventilation | 20606 Sensors and transmitters | DSG | 548 | EUR
6261 | DTV200 |  | 206 Electrical accessories Ventilation | 20606 Sensors and transmitters | DTV | 136 | EUR
96807 | DTV500A |  | 206 Electrical accessories Ventilation | 20606 Sensors and transmitters | DTV | 70 | EUR
14904 | Systemair-E CO2 sensor |  | 206 Electrical accessories Ventilation | 20606 Sensors and transmitters | ECO2 | 417 | EUR
94771 | Humidity control HCU |  | 206 Electrical accessories Ventilation | 20606 Sensors and transmitters | HCU | 907 | EUR
466565 | Power supply 12VDC, 6W, MSLK14 |  | 206 Electrical accessories Ventilation | 20606 Sensors and transmitters | HCU | 78 | EUR
215150 | HR1 Room Humidistat |  | 206 Electrical accessories Ventilation | 20606 Sensors and transmitters | HR1 | 155 | EUR
6995 | Presence detector/IR24-P |  | 206 Electrical accessories Ventilation | 20606 Sensors and transmitters | IR24-P | 141 | EUR
7288 | Presence detector/IR24-PC |  | 206 Electrical accessories Ventilation | 20606 Sensors and transmitters | IR24-PC | 247 | EUR
76739 | Pressure controller PCA 1000D2 |  | 206 Electrical accessories Ventilation | 20606 Sensors and transmitters | PCA | 442 | EUR
93347 | PCA-2 1000D2 |  | 206 Electrical accessories Ventilation | 20606 Sensors and transmitters | PCA | 580 | EUR
5404 | TG-R5/PT1000 Room sensor 0-50° |  | 206 Electrical accessories Ventilation | 20606 Sensors and transmitters | PT1000 | 79 | EUR
31430 | TG-R4/PT1000 |  | 206 Electrical accessories Ventilation | 20606 Sensors and transmitters | PT1000 | 121 | EUR
5159 | TG-A130 Surface sensor 0-30°C |  | 206 Electrical accessories Ventilation | 20606 Sensors and transmitters | TG-A | 40 | EUR
7284 | TG-A1/PT1000 Surface sensor |  | 206 Electrical accessories Ventilation | 20606 Sensors and transmitters | TG-A | 49 | EUR
7899 | TG-AH3/PT1000 Contact Sensor |  | 206 Electrical accessories Ventilation | 20606 Sensors and transmitters | TG-A | 99 | EUR
4846 | TG-K360 Duct sensor 0-60°C |  | 206 Electrical accessories Ventilation | 20606 Sensors and transmitters | TG-K | 55 | EUR
5160 | TG-K330 Duct Sensor 0-30°C |  | 206 Electrical accessories Ventilation | 20606 Sensors and transmitters | TG-K | 41 | EUR
7287 | TG-K3/PT1000 Duct sensor |  | 206 Electrical accessories Ventilation | 20606 Sensors and transmitters | TG-K | 58 | EUR
13678 | TG-K300 Duct Sensor |  | 206 Electrical accessories Ventilation | 20606 Sensors and transmitters | TG-K | 95 | EUR
13701 | TG-K310 Duct Sensor |  | 206 Electrical accessories Ventilation | 20606 Sensors and transmitters | TG-K | 61 | EUR
5162 | TG-R430 Room sensor 0-30°C |  | 206 Electrical accessories Ventilation | 20606 Sensors and transmitters | TG-R | 63 | EUR
5163 | TG-R530 Room sensor 0-30°C |  | 206 Electrical accessories Ventilation | 20606 Sensors and transmitters | TG-R | 39 | EUR
5164 | TG-R630 External sensor |  | 206 Electrical accessories Ventilation | 20606 Sensors and transmitters | TG-R | 79 | EUR
333484 | Inclined tube manometer MV600 |  | 206 Electrical accessories Ventilation | 20609 Other Electrical. vent. Control equipmen |  | 205 | EUR
382051 | Contact thermostat AT-2090U |  | 206 Electrical accessories Ventilation | 20609 Other Electrical. vent. Control equipmen |  | 108 | EUR
524263 | VTR time relay |  | 206 Electrical accessories Ventilation | 20609 Other Electrical. vent. Control equipmen | ACC | 60 | EUR
93042 | ACO8AC/EC ACO Panel IP40 |  | 206 Electrical accessories Ventilation | 20609 Other Electrical. vent. Control equipmen | ACO | 362 | EUR
5136 | AQUA 24TF Heat Regulator |  | 206 Electrical accessories Ventilation | 20609 Other Electrical. vent. Control equipmen | AQUA | 264 | EUR
5138 | AWE-SK Motorprotection 2A/230V |  | 206 Electrical accessories Ventilation | 20609 Other Electrical. vent. Control equipmen | AWE | 189 | EUR
458315 | Modbus RTU - Modbus TCP/IP Gat |  | 206 Electrical accessories Ventilation | 20609 Other Electrical. vent. Control equipmen | CORRIGO | 617 | EUR
13209 | HMH Tube Humidistat IP 54 |  | 206 Electrical accessories Ventilation | 20609 Other Electrical. vent. Control equipmen | HMH | 295 | EUR
298183 | Humidity sensor HTRT10A |  | 206 Electrical accessories Ventilation | 20609 Other Electrical. vent. Control equipmen | HTRT | 263 | EUR
332795 | Antifrost thermostat FT30 |  | 206 Electrical accessories Ventilation | 20609 Other Electrical. vent. Control equipmen | K-FST | 129 | EUR
452400 | Air flow monitor KLSW-W230 |  | 206 Electrical accessories Ventilation | 20609 Other Electrical. vent. Control equipmen | K-LSW | 419 | EUR
333279 | Air flow switch AFS1 |  | 206 Electrical accessories Ventilation | 20609 Other Electrical. vent. Control equipmen | K-WFR | 109 | EUR
6688 | MFRO Manometer |  | 206 Electrical accessories Ventilation | 20609 Other Electrical. vent. Control equipmen | MFRO | 42 | EUR
17822 | MicroREX D21 Plus Time Switch |  | 206 Electrical accessories Ventilation | 20609 Other Electrical. vent. Control equipmen | MICROREX | 260 | EUR
13695 | MM6-24/D Signal Converter |  | 206 Electrical accessories Ventilation | 20609 Other Electrical. vent. Control equipmen | MM | 268 | EUR
7282 | Optigo OP 10 |  | 206 Electrical accessories Ventilation | 20609 Other Electrical. vent. Control equipmen | Optigo | 407 | EUR
7283 | Optigo OP 10-230 |  | 206 Electrical accessories Ventilation | 20609 Other Electrical. vent. Control equipmen | Optigo | 411 | EUR
13891 | Optigo OP 5 |  | 206 Electrical accessories Ventilation | 20609 Other Electrical. vent. Control equipmen | Optigo | 281 | EUR
5140 | P 233 A Pressure sensor |  | 206 Electrical accessories Ventilation | 20609 Other Electrical. vent. Control equipmen | P | 110 | EUR
202692 | PSS20 Transformer 24V |  | 206 Electrical accessories Ventilation | 20609 Other Electrical. vent. Control equipmen | PSS20 | 53 | EUR
211945 | PSS48 Transformer 2x24V |  | 206 Electrical accessories Ventilation | 20609 Other Electrical. vent. Control equipmen | PSS48 | 90 | EUR
5144 | Pulser M Temperature control |  | 206 Electrical accessories Ventilation | 20609 Other Electrical. vent. Control equipmen | PULSER | 193 | EUR
13214 | Pulser 230X010 Temp. Controll |  | 206 Electrical accessories Ventilation | 20609 Other Electrical. vent. Control equipmen | PULSER | 199 | EUR
5151 | RT 0-30 Room Thermostat |  | 206 Electrical accessories Ventilation | 20609 Other Electrical. vent. Control equipmen | RT | 51 | EUR
2700 | 5-step switch 1phase S5S 100T1 |  | 206 Electrical accessories Ventilation | 20609 Other Electrical. vent. Control equipmen | S5S | 57 | EUR
2701 | 5-step switch 3phase S5S 100T3 |  | 206 Electrical accessories Ventilation | 20609 Other Electrical. vent. Control equipmen | S5S | 92 | EUR
13217 | SC1/D Threshold Module 1 Step |  | 206 Electrical accessories Ventilation | 20609 Other Electrical. vent. Control equipmen | SC | 185 | EUR
13616 | SC2/D Step contr. DX cooling |  | 206 Electrical accessories Ventilation | 20609 Other Electrical. vent. Control equipmen | SC | 426 | EUR
161199 | Motor protect. switch S-ET 10 |  | 206 Electrical accessories Ventilation | 20609 Other Electrical. vent. Control equipmen | S-ET | 69 | EUR
161205 | Motor protect. switch S-ET 10E |  | 206 Electrical accessories Ventilation | 20609 Other Electrical. vent. Control equipmen | S-ET | 64 | EUR
161206 | Motor protect. switch S-DT 16 |  | 206 Electrical accessories Ventilation | 20609 Other Electrical. vent. Control equipmen | STDT | 196 | EUR
161207 | Motor protect. switch S-DT 16E |  | 206 Electrical accessories Ventilation | 20609 Other Electrical. vent. Control equipmen | STDT | 190 | EUR
161221 | Alarm contact K(ZB) S-ET/S-DT |  | 206 Electrical accessories Ventilation | 20609 Other Electrical. vent. Control equipmen | STDT | 19 | EUR
382025 | Time switch 120min |  | 206 Electrical accessories Ventilation | 20609 Other Electrical. vent. Control equipmen | T | 275 | EUR
156671 | TCA 150D2 |  | 206 Electrical accessories Ventilation | 20609 Other Electrical. vent. Control equipmen | TCA | 371 | EUR
2703 | Room thermostat TM 10 |  | 206 Electrical accessories Ventilation | 20609 Other Electrical. vent. Control equipmen | TM | 129 | EUR
96823 | TRAFO15N2/D Transformator 230 |  | 206 Electrical accessories Ventilation | 20609 Other Electrical. vent. Control equipmen | TRF15N2 | 85 | EUR
5173 | TT-S1(TT-SLAV) exp. module |  | 206 Electrical accessories Ventilation | 20609 Other Electrical. vent. Control equipmen | TT | 109 | EUR
13668 | TT-S6/D Step switching unit |  | 206 Electrical accessories Ventilation | 20609 Other Electrical. vent. Control equipmen | TT | 622 | EUR
5171 | TTC-2000 Temp. control 25A |  | 206 Electrical accessories Ventilation | 20609 Other Electrical. vent. Control equipmen | TTC | 790 | EUR
9155 | TTC40FX Slave regulator 40A |  | 206 Electrical accessories Ventilation | 20609 Other Electrical. vent. Control equipmen | TTC | 982 | EUR
9156 | TTC40F Regulator 40A |  | 206 Electrical accessories Ventilation | 20609 Other Electrical. vent. Control equipmen | TTC | 1093 | EUR
9158 | TTC25 Regulator 25A |  | 206 Electrical accessories Ventilation | 20609 Other Electrical. vent. Control equipmen | TTC | 814 | EUR
14145 | TTC80F Regulator |  | 206 Electrical accessories Ventilation | 20609 Other Electrical. vent. Control equipmen | TTC | 1450 | EUR
298149 | U-EK plastic housing IP65 |  | 206 Electrical accessories Ventilation | 20609 Other Electrical. vent. Control equipmen | U-EK | 58 | EUR
30199 | U-EK230E Motor protection |  | 206 Electrical accessories Ventilation | 20609 Other Electrical. vent. Control equipmen | U-EK230E | 135 | EUR
2714 | ASF 200/KB Flex. connection |  | 208 Accessories Ventilation | 20800 Misc. Accessories Ventilation | ASF | 65 | EUR
2715 | ASF 225/KB Flex. connection |  | 208 Accessories Ventilation | 20800 Misc. Accessories Ventilation | ASF | 69 | EUR
2716 | ASF 250/KB Flex. connection |  | 208 Accessories Ventilation | 20800 Misc. Accessories Ventilation | ASF | 72 | EUR
2717 | ASF 280/KB Flex. connection |  | 208 Accessories Ventilation | 20800 Misc. Accessories Ventilation | ASF | 79 | EUR
2718 | ASF 315/KB Flex. connection |  | 208 Accessories Ventilation | 20800 Misc. Accessories Ventilation | ASF | 83 | EUR
2719 | ASF 355/KB Flex. connection |  | 208 Accessories Ventilation | 20800 Misc. Accessories Ventilation | ASF | 85 | EUR
311990 | ASF 400/KB Flex. conn. |  | 208 Accessories Ventilation | 20800 Misc. Accessories Ventilation | ASF | 92 | EUR
311991 | ASF 500/KB Flex. conn. |  | 208 Accessories Ventilation | 20800 Misc. Accessories Ventilation | ASF | 124 | EUR
311992 | ASF 630/KB Flex. conn. |  | 208 Accessories Ventilation | 20800 Misc. Accessories Ventilation | ASF | 136 | EUR
9573 | ASS 190/225 flex. inl.con. DVS |  | 208 Accessories Ventilation | 20800 Misc. Accessories Ventilation | ASS | 63 | EUR
9575 | ASS 310/311 flex. inl.con. DVS |  | 208 Accessories Ventilation | 20800 Misc. Accessories Ventilation | ASS | 87 | EUR
9576 | ASS 355-500 flex. con. DVS |  | 208 Accessories Ventilation | 20800 Misc. Accessories Ventilation | ASS | 93 | EUR
9577 | ASS 560/630 flex. inl.con. DVS |  | 208 Accessories Ventilation | 20800 Misc. Accessories Ventilation | ASS | 133 | EUR
9578 | ASS 710 flex. inlet con. DVS |  | 208 Accessories Ventilation | 20800 Misc. Accessories Ventilation | ASS | 191 | EUR
9579 | ASS 800/900 flex. inl.con. DVN |  | 208 Accessories Ventilation | 20800 Misc. Accessories Ventilation | ASS | 334 | EUR
32364 | ASS-P 125 flex. con. PRF |  | 208 Accessories Ventilation | 20800 Misc. Accessories Ventilation | ASS-P | 46 | EUR
32365 | ASS-P 160 flex. con. PRF |  | 208 Accessories Ventilation | 20800 Misc. Accessories Ventilation | ASS-P | 62 | EUR
32366 | ASS-P 200 flex. con. PRF |  | 208 Accessories Ventilation | 20800 Misc. Accessories Ventilation | ASS-P | 72 | EUR
32368 | ASS-P 250 flex. con. PRF |  | 208 Accessories Ventilation | 20800 Misc. Accessories Ventilation | ASS-P | 85 | EUR
32379 | ASS-P 180 flex. con. PRF |  | 208 Accessories Ventilation | 20800 Misc. Accessories Ventilation | ASS-P | 411 | EUR
311523 | ASS-DVP 200 flex. inl.con. |  | 208 Accessories Ventilation | 20800 Misc. Accessories Ventilation | ASS-P | 98 | EUR
311524 | ASS-DVP 250 flex. inl.con. |  | 208 Accessories Ventilation | 20800 Misc. Accessories Ventilation | ASS-P | 115 | EUR
311525 | ASS-DVP 315 flex. inl.con. |  | 208 Accessories Ventilation | 20800 Misc. Accessories Ventilation | ASS-P | 123 | EUR
311526 | ASS-DVP 400 flex. inl.con. |  | 208 Accessories Ventilation | 20800 Misc. Accessories Ventilation | ASS-P | 160 | EUR
334085 | ASS-P 125 flex. con. PRF EC |  | 208 Accessories Ventilation | 20800 Misc. Accessories Ventilation | ASS-P | 34 | EUR
334086 | ASS-P 160 flex. con. PRF EC |  | 208 Accessories Ventilation | 20800 Misc. Accessories Ventilation | ASS-P | 40 | EUR
334087 | ASS-P 180 flex. con. PRF EC |  | 208 Accessories Ventilation | 20800 Misc. Accessories Ventilation | ASS-P | 42 | EUR
334088 | ASS-P 200 flex. con. PRF EC |  | 208 Accessories Ventilation | 20800 Misc. Accessories Ventilation | ASS-P | 49 | EUR
334089 | ASS-P 250 flex. con. PRF EC |  | 208 Accessories Ventilation | 20800 Misc. Accessories Ventilation | ASS-P | 54 | EUR
334091 | ASS-P 355 flexible connection |  | 208 Accessories Ventilation | 20800 Misc. Accessories Ventilation | ASS-P | 77 | EUR
334092 | ASS-P 400 flexible connection |  | 208 Accessories Ventilation | 20800 Misc. Accessories Ventilation | ASS-P | 93 | EUR
334093 | ASS-P 450 flexible connection |  | 208 Accessories Ventilation | 20800 Misc. Accessories Ventilation | ASS-P | 118 | EUR
334094 | ASS-P 500 flexible connection |  | 208 Accessories Ventilation | 20800 Misc. Accessories Ventilation | ASS-P | 127 | EUR
545260 | ASS-P 75 |  | 208 Accessories Ventilation | 20800 Misc. Accessories Ventilation | ASS-P | 62 | EUR
338463 | ASS-P-el 125 flexible connect. |  | 208 Accessories Ventilation | 20800 Misc. Accessories Ventilation | ASS-P-EX | 67 | EUR
338464 | ASS-P-el 160 flexible connect. |  | 208 Accessories Ventilation | 20800 Misc. Accessories Ventilation | ASS-P-EX | 80 | EUR
338465 | ASS-P-el 200 flexible connect. |  | 208 Accessories Ventilation | 20800 Misc. Accessories Ventilation | ASS-P-EX | 88 | EUR
338466 | ASS-P-el 250 flexible connect. |  | 208 Accessories Ventilation | 20800 Misc. Accessories Ventilation | ASS-P-EX | 98 | EUR
338467 | ASS-P-el 315 flexible connect. |  | 208 Accessories Ventilation | 20800 Misc. Accessories Ventilation | ASS-P-EX | 102 | EUR
338468 | ASS-P-el 400 flexible connect. |  | 208 Accessories Ventilation | 20800 Misc. Accessories Ventilation | ASS-P-EX | 112 | EUR
338469 | ASS-P-el 500 flexible connect. |  | 208 Accessories Ventilation | 20800 Misc. Accessories Ventilation | ASS-P-EX | 134 | EUR
529262 | ASS-P-el 75 flexible connect. |  | 208 Accessories Ventilation | 20800 Misc. Accessories Ventilation | ASS-P-EX | 40 | EUR
1537 | DS 30-15 Flexible connection |  | 208 Accessories Ventilation | 20800 Misc. Accessories Ventilation | DS | 56 | EUR
1539 | DS 40-20 Flexible connection |  | 208 Accessories Ventilation | 20800 Misc. Accessories Ventilation | DS | 79 | EUR
1542 | DS 50-25 Flexible connection |  | 208 Accessories Ventilation | 20800 Misc. Accessories Ventilation | DS | 86 | EUR
1544 | DS 50-30 Flexible connection |  | 208 Accessories Ventilation | 20800 Misc. Accessories Ventilation | DS | 88 | EUR
1547 | DS 60-30 Flexible connection |  | 208 Accessories Ventilation | 20800 Misc. Accessories Ventilation | DS | 94 | EUR
1549 | DS 60-35 Flexible connection |  | 208 Accessories Ventilation | 20800 Misc. Accessories Ventilation | DS | 94 | EUR
1551 | DS 70-40 Flexible connection |  | 208 Accessories Ventilation | 20800 Misc. Accessories Ventilation | DS | 105 | EUR
1553 | DS 80-50 Flexible connection |  | 208 Accessories Ventilation | 20800 Misc. Accessories Ventilation | DS | 125 | EUR
1555 | DS 100-50 Flexible connection |  | 208 Accessories Ventilation | 20800 Misc. Accessories Ventilation | DS | 130 | EUR
3778 | DS 90-50 Flexible connection |  | 208 Accessories Ventilation | 20800 Misc. Accessories Ventilation | DS | 108 | EUR
3779 | DS 110-60 Flexible connection |  | 208 Accessories Ventilation | 20800 Misc. Accessories Ventilation | DS | 115 | EUR
13777 | DS 80-40 Flexible connection |  | 208 Accessories Ventilation | 20800 Misc. Accessories Ventilation | DS | 108 | EUR
13861 | DS 60-40 Flexible connection |  | 208 Accessories Ventilation | 20800 Misc. Accessories Ventilation | DS | 103 | EUR
14128 | DS 80-35 Flexible connection |  | 208 Accessories Ventilation | 20800 Misc. Accessories Ventilation | DS | 108 | EUR
14150 | DS 70-30 Flexible connection |  | 208 Accessories Ventilation | 20800 Misc. Accessories Ventilation | DS | 103 | EUR
19969 | DS 60-50 Flexible connection |  | 208 Accessories Ventilation | 20800 Misc. Accessories Ventilation | DS | 103 | EUR
251874 | DS 90-30 Flexible connection |  | 208 Accessories Ventilation | 20800 Misc. Accessories Ventilation | DS | 105 | EUR
251875 | DS 110-30 Flexible connection |  | 208 Accessories Ventilation | 20800 Misc. Accessories Ventilation | DS | 112 | EUR
251876 | DS 120-50 Flexible connection |  | 208 Accessories Ventilation | 20800 Misc. Accessories Ventilation | DS | 132 | EUR
477924 | DS 40-35 Flexible connection |  | 208 Accessories Ventilation | 20800 Misc. Accessories Ventilation | DS | 88 | EUR
477935 | DS 70-50 Flexible connection |  | 208 Accessories Ventilation | 20800 Misc. Accessories Ventilation | DS | 102 | EUR
4196 | FGV 025/416-416 flex. conn. |  | 208 Accessories Ventilation | 20800 Misc. Accessories Ventilation | FGV | 77 | EUR
4198 | FGV 062/716-716 flex. conn. |  | 208 Accessories Ventilation | 20800 Misc. Accessories Ventilation | FGV | 94 | EUR
4199 | FGV 100/916-916 flex. conn. |  | 208 Accessories Ventilation | 20800 Misc. Accessories Ventilation | FGV | 125 | EUR
4605 | FGV 042/586-586 flex. conn. |  | 208 Accessories Ventilation | 20800 Misc. Accessories Ventilation | FGV | 85 | EUR
4606 | FGV 062/715-356 flex. conn. |  | 208 Accessories Ventilation | 20800 Misc. Accessories Ventilation | FGV | 92 | EUR
4612 | FGV 100/916-416 flex. conn. |  | 208 Accessories Ventilation | 20800 Misc. Accessories Ventilation | FGV | 152 | EUR
76874 | IGC-100 Intake grille |  | 208 Accessories Ventilation | 20800 Misc. Accessories Ventilation | IGC | 12 | EUR
76875 | IGC-125 Intake grille |  | 208 Accessories Ventilation | 20800 Misc. Accessories Ventilation | IGC | 14 | EUR
76876 | IGC-160 Intake grille |  | 208 Accessories Ventilation | 20800 Misc. Accessories Ventilation | IGC | 21 | EUR
76877 | IGC-200 Intake grille |  | 208 Accessories Ventilation | 20800 Misc. Accessories Ventilation | IGC | 28 | EUR
76878 | IGC-250 Intake grille |  | 208 Accessories Ventilation | 20800 Misc. Accessories Ventilation | IGC | 46 | EUR
76879 | IGC-315 Intake grille |  | 208 Accessories Ventilation | 20800 Misc. Accessories Ventilation | IGC | 74 | EUR
298215 | IGC-500 Intake grille |  | 208 Accessories Ventilation | 20800 Misc. Accessories Ventilation | IGC | 364 | EUR
1630 | IGK-100 Wall Grid |  | 208 Accessories Ventilation | 20800 Misc. Accessories Ventilation | IGK | 64 | EUR
1631 | IGK-125 Wall Grid |  | 208 Accessories Ventilation | 20800 Misc. Accessories Ventilation | IGK | 65 | EUR
1632 | IGK-160 Wall Grid |  | 208 Accessories Ventilation | 20800 Misc. Accessories Ventilation | IGK | 66 | EUR
1633 | IGK-200 Wall Grid |  | 208 Accessories Ventilation | 20800 Misc. Accessories Ventilation | IGK | 67 | EUR
5108 | ISE 225/250 Flexible connect. |  | 208 Accessories Ventilation | 20800 Misc. Accessories Ventilation | ISE | 68 | EUR
5109 | ISE 280/315 Flexible connect. |  | 208 Accessories Ventilation | 20800 Misc. Accessories Ventilation | ISE | 81 | EUR
5597 | RSK-100 Back draft damper |  | 208 Accessories Ventilation | 20800 Misc. Accessories Ventilation | RSK | 11 | EUR
5598 | RSK-125 Back draft damper |  | 208 Accessories Ventilation | 20800 Misc. Accessories Ventilation | RSK | 11 | EUR
5599 | RSK-150 Back draft damper |  | 208 Accessories Ventilation | 20800 Misc. Accessories Ventilation | RSK | 12 | EUR
5601 | RSK-160 Back draft damper |  | 208 Accessories Ventilation | 20800 Misc. Accessories Ventilation | RSK | 12 | EUR
5602 | RSK-200 Back draft damper |  | 208 Accessories Ventilation | 20800 Misc. Accessories Ventilation | RSK | 13 | EUR
5603 | RSK-250 Back draft damper |  | 208 Accessories Ventilation | 20800 Misc. Accessories Ventilation | RSK | 21 | EUR
5604 | RSK-315 Back draft damper |  | 208 Accessories Ventilation | 20800 Misc. Accessories Ventilation | RSK | 30 | EUR
9768 | RSK-450 Back draft dmp. |  | 208 Accessories Ventilation | 20800 Misc. Accessories Ventilation | RSK | 117 | EUR
9769 | RSK-560 Back draft dmp. |  | 208 Accessories Ventilation | 20800 Misc. Accessories Ventilation | RSK | 139 | EUR
9770 | RSK-630 Back draft dmp. |  | 208 Accessories Ventilation | 20800 Misc. Accessories Ventilation | RSK | 150 | EUR
9972 | RSK-355 Back draft dmp. |  | 208 Accessories Ventilation | 20800 Misc. Accessories Ventilation | RSK | 33 | EUR
9973 | RSK-400 Back draft dmp. |  | 208 Accessories Ventilation | 20800 Misc. Accessories Ventilation | RSK | 44 | EUR
73049 | RSK-500 Back draft damper |  | 208 Accessories Ventilation | 20800 Misc. Accessories Ventilation | RSK | 122 | EUR
37324 | SD-MUB Vibration pad set |  | 208 Accessories Ventilation | 20800 Misc. Accessories Ventilation | SD-MUB | 112 | EUR
4356 | UGS 025/355 adapter flex. |  | 208 Accessories Ventilation | 20800 Misc. Accessories Ventilation | UGS | 142 | EUR
4357 | UGS 042/500 adapter flex. |  | 208 Accessories Ventilation | 20800 Misc. Accessories Ventilation | UGS | 186 | EUR
4358 | UGS 062/630 adapter flex. |  | 208 Accessories Ventilation | 20800 Misc. Accessories Ventilation | UGS | 221 | EUR
31290 | UGS 025/315 adapter flex. |  | 208 Accessories Ventilation | 20800 Misc. Accessories Ventilation | UGS | 148 | EUR
31291 | UGS 025/400 adapter flex. |  | 208 Accessories Ventilation | 20800 Misc. Accessories Ventilation | UGS | 146 | EUR
32850 | UGS 042/355 adapter flex. |  | 208 Accessories Ventilation | 20800 Misc. Accessories Ventilation | UGS | 181 | EUR
32851 | UGS 042/400 adapter flex. |  | 208 Accessories Ventilation | 20800 Misc. Accessories Ventilation | UGS | 174 | EUR
32852 | UGS 062/500 adapter flex. |  | 208 Accessories Ventilation | 20800 Misc. Accessories Ventilation | UGS | 216 | EUR
38364 | UGS 025/315 adapter flex 120°C |  | 208 Accessories Ventilation | 20800 Misc. Accessories Ventilation | UGS | 221 | EUR
38365 | UGS 025/355 adapter flex 120°C |  | 208 Accessories Ventilation | 20800 Misc. Accessories Ventilation | UGS | 226 | EUR
38366 | UGS 025/400 adapter flex 120°C |  | 208 Accessories Ventilation | 20800 Misc. Accessories Ventilation | UGS | 230 | EUR
38367 | UGS 042/355 adapter flex 120°C |  | 208 Accessories Ventilation | 20800 Misc. Accessories Ventilation | UGS | 278 | EUR
38368 | UGS 042/400 adapter flex 120°C |  | 208 Accessories Ventilation | 20800 Misc. Accessories Ventilation | UGS | 282 | EUR
38369 | UGS 042/500 adapter flex 120°C |  | 208 Accessories Ventilation | 20800 Misc. Accessories Ventilation | UGS | 290 | EUR
38370 | UGS 062/500 adapter flex 120°C |  | 208 Accessories Ventilation | 20800 Misc. Accessories Ventilation | UGS | 332 | EUR
38371 | UGS 062/630 adapter flex 120°C |  | 208 Accessories Ventilation | 20800 Misc. Accessories Ventilation | UGS | 343 | EUR
239460 | UGS-EX 025/315 adapter flex. |  | 208 Accessories Ventilation | 20800 Misc. Accessories Ventilation | UGS-EX | 183 | EUR
239461 | UGS-EX 025/355 adapter flex. |  | 208 Accessories Ventilation | 20800 Misc. Accessories Ventilation | UGS-EX | 201 | EUR
239462 | UGS-EX 025/400 adapter flex. |  | 208 Accessories Ventilation | 20800 Misc. Accessories Ventilation | UGS-EX | 237 | EUR
239463 | UGS-EX 042/355 adapter flex. |  | 208 Accessories Ventilation | 20800 Misc. Accessories Ventilation | UGS-EX | 264 | EUR
239464 | UGS-EX 042/400 adapter flex. |  | 208 Accessories Ventilation | 20800 Misc. Accessories Ventilation | UGS-EX | 227 | EUR
239465 | UGS-EX 042/500 adapter flex. |  | 208 Accessories Ventilation | 20800 Misc. Accessories Ventilation | UGS-EX | 244 | EUR
239466 | UGS-EX 062/500 adapter flex. |  | 208 Accessories Ventilation | 20800 Misc. Accessories Ventilation | UGS-EX | 258 | EUR
239467 | UGS-EX 062/630 adapter flex. |  | 208 Accessories Ventilation | 20800 Misc. Accessories Ventilation | UGS-EX | 281 | EUR
5288 | CB 100-0,4 230V/1 Duct heater |  | 208 Accessories Ventilation | 20801 Heating & Cooling batteries | CB | 178 | EUR
5289 | CB 125-0,6 230V/1 Duct heater |  | 208 Accessories Ventilation | 20801 Heating & Cooling batteries | CB | 215 | EUR
5290 | CB 125-1,2 230V/1 Duct heater |  | 208 Accessories Ventilation | 20801 Heating & Cooling batteries | CB | 252 | EUR
5291 | CB 160-1,2 230V/1 Duct heater |  | 208 Accessories Ventilation | 20801 Heating & Cooling batteries | CB | 262 | EUR
5292 | CB 160-2,1 230V/1 Duct heater |  | 208 Accessories Ventilation | 20801 Heating & Cooling batteries | CB | 284 | EUR
5294 | CB 200-3,0 400V/2 Duct heater |  | 208 Accessories Ventilation | 20801 Heating & Cooling batteries | CB | 361 | EUR
5370 | CB 200-3,0 230V/1 Duct heater |  | 208 Accessories Ventilation | 20801 Heating & Cooling batteries | CB | 362 | EUR
5371 | CB 200-5,0 400V/2 Duct heater |  | 208 Accessories Ventilation | 20801 Heating & Cooling batteries | CB | 445 | EUR
5372 | CB 250-6,0 400V/2 Duct heater |  | 208 Accessories Ventilation | 20801 Heating & Cooling batteries | CB | 473 | EUR
5373 | CB 250-9,0 400V/3 Duct heater |  | 208 Accessories Ventilation | 20801 Heating & Cooling batteries | CB | 538 | EUR
5374 | CB 315-6,0 400V/2 Duct heater |  | 208 Accessories Ventilation | 20801 Heating & Cooling batteries | CB | 473 | EUR
5375 | CB 315-9,0 400V/3 Duct heater |  | 208 Accessories Ventilation | 20801 Heating & Cooling batteries | CB | 538 | EUR
5376 | CB 100-0,6 230V/1 Duct heater |  | 208 Accessories Ventilation | 20801 Heating & Cooling batteries | CB | 196 | EUR
5377 | CB 125-1,8 230V/1 Duct heater |  | 208 Accessories Ventilation | 20801 Heating & Cooling batteries | CB | 314 | EUR
5378 | CB 150-1,2 230V/1 Duct heater |  | 208 Accessories Ventilation | 20801 Heating & Cooling batteries | CB | 275 | EUR
5379 | CB 150-2,1 230V/1 Duct heater |  | 208 Accessories Ventilation | 20801 Heating & Cooling batteries | CB | 296 | EUR
5380 | CB 150-2,7 230V/1 Duct heater |  | 208 Accessories Ventilation | 20801 Heating & Cooling batteries | CB | 332 | EUR
5381 | CB 150-5,0 400V/2 Duct heater |  | 208 Accessories Ventilation | 20801 Heating & Cooling batteries | CB | 454 | EUR
5382 | CB 160-2,7 230V/1 Duct heater |  | 208 Accessories Ventilation | 20801 Heating & Cooling batteries | CB | 333 | EUR
5383 | CB 160-5,0 400V/2 Duct heater |  | 208 Accessories Ventilation | 20801 Heating & Cooling batteries | CB | 454 | EUR
5384 | CB 200-2,1 230V/1 Duct heater |  | 208 Accessories Ventilation | 20801 Heating & Cooling batteries | CB | 309 | EUR
5385 | CB 250-3,0 230V/1 Duct heater |  | 208 Accessories Ventilation | 20801 Heating & Cooling batteries | CB | 397 | EUR
5386 | CB 315-3,0 230V/1 Duct heater |  | 208 Accessories Ventilation | 20801 Heating & Cooling batteries | CB | 411 | EUR
5387 | CB 315-12,0 400V/3 Duct heater |  | 208 Accessories Ventilation | 20801 Heating & Cooling batteries | CB | 707 | EUR
5388 | CB 355-6,0 400V/2 Duct heater |  | 208 Accessories Ventilation | 20801 Heating & Cooling batteries | CB | 576 | EUR
5389 | CB 355-9,0 400V/3 Duct heater |  | 208 Accessories Ventilation | 20801 Heating & Cooling batteries | CB | 650 | EUR
5390 | CB 355-12,0 400V/3 Duct heater |  | 208 Accessories Ventilation | 20801 Heating & Cooling batteries | CB | 735 | EUR
5391 | CB 400-6,0 400V/2 Duct heater |  | 208 Accessories Ventilation | 20801 Heating & Cooling batteries | CB | 576 | EUR
5392 | CB 400-9,0 400V/3 Duct heater |  | 208 Accessories Ventilation | 20801 Heating & Cooling batteries | CB | 650 | EUR
5393 | CB 400-12,0 400V/3 Duct heater |  | 208 Accessories Ventilation | 20801 Heating & Cooling batteries | CB | 735 | EUR
545225 | CBM 100-0,6 230V/1 ViCi |  | 208 Accessories Ventilation | 20801 Heating & Cooling batteries | CBM | 375 | EUR
545226 | CBM 125-1,2 230V/1 ViCi |  | 208 Accessories Ventilation | 20801 Heating & Cooling batteries | CBM | 456 | EUR
545227 | CBM 150-2,1 230V/1 ViCi |  | 208 Accessories Ventilation | 20801 Heating & Cooling batteries | CBM | 543 | EUR
545228 | CBM 160-2,1 230V/1 ViCi |  | 208 Accessories Ventilation | 20801 Heating & Cooling batteries | CBM | 490 | EUR
545229 | CBM 200-3,0 230V/1 ViCi |  | 208 Accessories Ventilation | 20801 Heating & Cooling batteries | CBM | 574 | EUR
545230 | CBM 200-5,0 400V/2 ViCi |  | 208 Accessories Ventilation | 20801 Heating & Cooling batteries | CBM | 849 | EUR
545231 | CBM 250-3,0 230V/1 ViCi |  | 208 Accessories Ventilation | 20801 Heating & Cooling batteries | CBM | 594 | EUR
545232 | CBM 250-6,0 400V/2 ViCi |  | 208 Accessories Ventilation | 20801 Heating & Cooling batteries | CBM | 922 | EUR
545233 | CBM 315-6,0 400V/2 ViCi |  | 208 Accessories Ventilation | 20801 Heating & Cooling batteries | CBM | 941 | EUR
545234 | CBM 315-9,0 400V/3 ViCi |  | 208 Accessories Ventilation | 20801 Heating & Cooling batteries | CBM | 1251 | EUR
545235 | CBM 355-9,0 400V/3 ViCi |  | 208 Accessories Ventilation | 20801 Heating & Cooling batteries | CBM | 1262 | EUR
545236 | CBM 400-9,0 400V/3 ViCi |  | 208 Accessories Ventilation | 20801 Heating & Cooling batteries | CBM | 1270 | EUR
545196 | CBMF 100-0,6 230V/1 ViCi |  | 208 Accessories Ventilation | 20801 Heating & Cooling batteries | CBMF | 550 | EUR
545197 | CBMF 125-1,2 230V/1 ViCi |  | 208 Accessories Ventilation | 20801 Heating & Cooling batteries | CBMF | 620 | EUR
545198 | CBMF 150-2,1 230V/1 ViCi |  | 208 Accessories Ventilation | 20801 Heating & Cooling batteries | CBMF | 703 | EUR
545200 | CBMF 160-2,1 230V/1 ViCi |  | 208 Accessories Ventilation | 20801 Heating & Cooling batteries | CBMF | 650 | EUR
545201 | CBMF 200-3,0 230V/1 ViCi |  | 208 Accessories Ventilation | 20801 Heating & Cooling batteries | CBMF | 738 | EUR
545202 | CBMF 200-5,0 400V/2 ViCi |  | 208 Accessories Ventilation | 20801 Heating & Cooling batteries | CBMF | 842 | EUR
545203 | CBMF 250-3,0 230V/1 ViCi |  | 208 Accessories Ventilation | 20801 Heating & Cooling batteries | CBMF | 756 | EUR
545204 | CBMF 250-6,0 400V/2 ViCi |  | 208 Accessories Ventilation | 20801 Heating & Cooling batteries | CBMF | 756 | EUR
545206 | CBMF 315-9,0 400V/3 ViCi |  | 208 Accessories Ventilation | 20801 Heating & Cooling batteries | CBMF | 1367 | EUR
545207 | CBMF 355-9,0 400V/3 ViCi |  | 208 Accessories Ventilation | 20801 Heating & Cooling batteries | CBMF | 1486 | EUR
545208 | CBMF 400-9,0 400V/3 ViCi |  | 208 Accessories Ventilation | 20801 Heating & Cooling batteries | CBMF | 1388 | EUR
545217 | CBMF 250-9,0 400V/3 ViCi |  | 208 Accessories Ventilation | 20801 Heating & Cooling batteries | CBMF | 1345 | EUR
545218 | CBMF 315-6,0 230V/3 ViCi. |  | 208 Accessories Ventilation | 20801 Heating & Cooling batteries | CBMF | 1350 | EUR
544978 | CBXF 100-0,6 230V/1 ViCi |  | 208 Accessories Ventilation | 20801 Heating & Cooling batteries | CBXF | 754 | EUR
544979 | CBXF 125-1,2 230V/1 ViCi |  | 208 Accessories Ventilation | 20801 Heating & Cooling batteries | CBXF | 835 | EUR
544980 | CBXF 125-1,8 230V/1 ViCi |  | 208 Accessories Ventilation | 20801 Heating & Cooling batteries | CBXF | 889 | EUR
544981 | CBXF 150-2,1 230V/1 ViCi |  | 208 Accessories Ventilation | 20801 Heating & Cooling batteries | CBXF | 868 | EUR
544982 | CBXF 160-2,1 230V/1 ViCi |  | 208 Accessories Ventilation | 20801 Heating & Cooling batteries | CBXF | 868 | EUR
544983 | CBXF 160-5,0 400V/2 ViCi |  | 208 Accessories Ventilation | 20801 Heating & Cooling batteries | CBXF | 1031 | EUR
544984 | CBXF 200-3,0 230V/1 ViCi |  | 208 Accessories Ventilation | 20801 Heating & Cooling batteries | CBXF | 952 | EUR
544985 | CBXF 200-5,0 400V/2 ViCi |  | 208 Accessories Ventilation | 20801 Heating & Cooling batteries | CBXF | 1054 | EUR
544986 | CBXF 250-3,0 230V/1 ViCi |  | 208 Accessories Ventilation | 20801 Heating & Cooling batteries | CBXF | 969 | EUR
544987 | CBXF 250-6,0 400V/2 ViCi |  | 208 Accessories Ventilation | 20801 Heating & Cooling batteries | CBXF | 1112 | EUR
544988 | CBXF 250-9,0 400V/3 ViCi |  | 208 Accessories Ventilation | 20801 Heating & Cooling batteries | CBXF | 1518 | EUR
544989 | CBXF 315-3,0 230V/1 ViCi |  | 208 Accessories Ventilation | 20801 Heating & Cooling batteries | CBXF | 989 | EUR
544990 | CBXF 315-5,0 400V/2 ViCi |  | 208 Accessories Ventilation | 20801 Heating & Cooling batteries | CBXF | 1090 | EUR
544991 | CBXF 315-6,0 400V/2 ViCi |  | 208 Accessories Ventilation | 20801 Heating & Cooling batteries | CBXF | 1134 | EUR
544992 | CBXF 315-9,0 400V/3 ViCi |  | 208 Accessories Ventilation | 20801 Heating & Cooling batteries | CBXF | 1540 | EUR
544993 | CBXF 315-12,0 400V/3 ViCi |  | 208 Accessories Ventilation | 20801 Heating & Cooling batteries | CBXF | 1742 | EUR
544994 | CBXF 355-9,0 400V/3 ViCi |  | 208 Accessories Ventilation | 20801 Heating & Cooling batteries | CBXF | 1540 | EUR
544995 | CBXF 355-12,0 400V/3 ViCi |  | 208 Accessories Ventilation | 20801 Heating & Cooling batteries | CBXF | 1742 | EUR
544996 | CBXF 400-3,0 400V/2 ViCi |  | 208 Accessories Ventilation | 20801 Heating & Cooling batteries | CBXF | 1008 | EUR
544997 | CBXF 400-7,5 400V/3 ViCi |  | 208 Accessories Ventilation | 20801 Heating & Cooling batteries | CBXF | 1596 | EUR
544998 | CBXF 400-9,0 400V/3 ViCi |  | 208 Accessories Ventilation | 20801 Heating & Cooling batteries | CBXF | 1560 | EUR
544999 | CBXF 400-12,0 400V/3 ViCi |  | 208 Accessories Ventilation | 20801 Heating & Cooling batteries | CBXF | 1772 | EUR
30019 | CWK 100-3-2,5 Duct cooler,circ |  | 208 Accessories Ventilation | 20801 Heating & Cooling batteries | CWK | 541 | EUR
30021 | CWK 125-3-2,5 Duct cooler,circ |  | 208 Accessories Ventilation | 20801 Heating & Cooling batteries | CWK | 611 | EUR
30022 | CWK 160-3-2,5 Duct cooler,circ |  | 208 Accessories Ventilation | 20801 Heating & Cooling batteries | CWK | 638 | EUR
30023 | CWK 200-3-2,5 Duct cooler,circ |  | 208 Accessories Ventilation | 20801 Heating & Cooling batteries | CWK | 859 | EUR
30024 | CWK 250-3-2,5 Duct cooler,circ |  | 208 Accessories Ventilation | 20801 Heating & Cooling batteries | CWK | 990 | EUR
30025 | CWK 315-3-2,5 Duct cooler,circ |  | 208 Accessories Ventilation | 20801 Heating & Cooling batteries | CWK | 1206 | EUR
30026 | CWK 400-3-2,5 Duct cooler,circ |  | 208 Accessories Ventilation | 20801 Heating & Cooling batteries | CWK | 1380 | EUR
7003 | DE 100x50 dropelemin. PGK/DXRE |  | 208 Accessories Ventilation | 20801 Heating & Cooling batteries | DE | 620 | EUR
7005 | DE 40x20 dropelemin. PGK/DXRE |  | 208 Accessories Ventilation | 20801 Heating & Cooling batteries | DE | 258 | EUR
7035 | DE 50x25 dropelemin. PGK/DXRE |  | 208 Accessories Ventilation | 20801 Heating & Cooling batteries | DE | 279 | EUR
7042 | DE 50x30 dropelemin. PGK/DXRE |  | 208 Accessories Ventilation | 20801 Heating & Cooling batteries | DE | 336 | EUR
7050 | DE 60x30 dropelemin.PGK/DXRE |  | 208 Accessories Ventilation | 20801 Heating & Cooling batteries | DE | 436 | EUR
7066 | DE 60x35 dropelemin. PGK/DXRE |  | 208 Accessories Ventilation | 20801 Heating & Cooling batteries | DE | 495 | EUR
7070 | DE 80x50 dropelemin. PGK /DXRE |  | 208 Accessories Ventilation | 20801 Heating & Cooling batteries | DE | 594 | EUR
7086 | DE 70x40 dropelemin. PGK/DXRE |  | 208 Accessories Ventilation | 20801 Heating & Cooling batteries | DE | 541 | EUR
237881 | DE 50x40 dropelemin. PGK/DXRE |  | 208 Accessories Ventilation | 20801 Heating & Cooling batteries | DE | 453 | EUR
237882 | DE 80x40 dropelemin. PGK/DXRE |  | 208 Accessories Ventilation | 20801 Heating & Cooling batteries | DE | 567 | EUR
254507 | DE 120x60 dropelemin. PGK/DXRE |  | 208 Accessories Ventilation | 20801 Heating & Cooling batteries | DE | 651 | EUR
450903 | DE 140x70 dropelemin. PGK/DXRE |  | 208 Accessories Ventilation | 20801 Heating & Cooling batteries | DE | 711 | EUR
477225 | DE 30x25 dropelemin. PGK/DXRE |  | 208 Accessories Ventilation | 20801 Heating & Cooling batteries | DE | 258 | EUR
477226 | DE 40x35 dropelemin. PGK/DXRE |  | 208 Accessories Ventilation | 20801 Heating & Cooling batteries | DE | 272 | EUR
477227 | DE 60x50 dropelemin. PGK/DXRE |  | 208 Accessories Ventilation | 20801 Heating & Cooling batteries | DE | 519 | EUR
477228 | DE 70x50 dropelemin. PGK/DXRE |  | 208 Accessories Ventilation | 20801 Heating & Cooling batteries | DE | 554 | EUR
7951 | DXRE 40-20-3-2,5 Duct cooler |  | 208 Accessories Ventilation | 20801 Heating & Cooling batteries | DXRE | 999 | EUR
7952 | DXRE 50-25-3-2,5 Duct cooler |  | 208 Accessories Ventilation | 20801 Heating & Cooling batteries | DXRE | 1145 | EUR
7953 | DXRE 50-30-3-2,5 Duct cooler |  | 208 Accessories Ventilation | 20801 Heating & Cooling batteries | DXRE | 1213 | EUR
7955 | DXRE 60-30-3-2,5 Duct cooler |  | 208 Accessories Ventilation | 20801 Heating & Cooling batteries | DXRE | 1289 | EUR
7956 | DXRE 60-35-3-2,5 Duct cooler |  | 208 Accessories Ventilation | 20801 Heating & Cooling batteries | DXRE | 1326 | EUR
7957 | DXRE 70-40-3-2,5 Duct cooler |  | 208 Accessories Ventilation | 20801 Heating & Cooling batteries | DXRE | 1587 | EUR
7958 | DXRE 80-50-3-2,5 Duct cooler |  | 208 Accessories Ventilation | 20801 Heating & Cooling batteries | DXRE | 1812 | EUR
7959 | DXRE 100-50-3-2,5 Duct cooler |  | 208 Accessories Ventilation | 20801 Heating & Cooling batteries | DXRE | 1981 | EUR
235129 | DXRE 50-40-3-2,5 Duct cooler |  | 208 Accessories Ventilation | 20801 Heating & Cooling batteries | DXRE | 1308 | EUR
235130 | DXRE 80-40-3-2,5 Duct cooler |  | 208 Accessories Ventilation | 20801 Heating & Cooling batteries | DXRE | 1720 | EUR
254508 | DXRE 120-60-3-2,5 Duct cooler |  | 208 Accessories Ventilation | 20801 Heating & Cooling batteries | DXRE | 2219 | EUR
450900 | DXRE-D 100-50-3-2,5 DuctCooler |  | 208 Accessories Ventilation | 20801 Heating & Cooling batteries | DXRE | 2337 | EUR
450901 | DXRE-D 120-60-3-2,5 DuctCooler |  | 208 Accessories Ventilation | 20801 Heating & Cooling batteries | DXRE | 2618 | EUR
450902 | DXRE-D 140-70-3-2,5 DuctCooler |  | 208 Accessories Ventilation | 20801 Heating & Cooling batteries | DXRE | 3194 | EUR
450922 | DXCE 315-3-2,5 Duct Cooler |  | 208 Accessories Ventilation | 20801 Heating & Cooling batteries | DXRE | 1600 | EUR
450923 | DXCE 400-3-2,5 Duct Cooler |  | 208 Accessories Ventilation | 20801 Heating & Cooling batteries | DXRE | 1800 | EUR
477229 | DXRE 30-25-3-2,5 Duct cooler |  | 208 Accessories Ventilation | 20801 Heating & Cooling batteries | DXRE | 994 | EUR
477230 | DXRE 40-35-3-2,5 Duct cooler |  | 208 Accessories Ventilation | 20801 Heating & Cooling batteries | DXRE | 1107 | EUR
477231 | DXRE 60-50-3-2,5 Duct cooler |  | 208 Accessories Ventilation | 20801 Heating & Cooling batteries | DXRE | 1464 | EUR
477232 | DXRE 70-50-3-2,5 Duct cooler |  | 208 Accessories Ventilation | 20801 Heating & Cooling batteries | DXRE | 1640 | EUR
6601 | PGK 100-50-3-2,0 Duct cooler |  | 208 Accessories Ventilation | 20801 Heating & Cooling batteries | PGK | 2211 | EUR
6604 | PGK 40-20-3-2,0 Duct cooler |  | 208 Accessories Ventilation | 20801 Heating & Cooling batteries | PGK | 999 | EUR
6606 | PGK 50-25-3-2,0 Duct cooler |  | 208 Accessories Ventilation | 20801 Heating & Cooling batteries | PGK | 1145 | EUR
6608 | PGK 50-30-3-2,0 Duct cooler |  | 208 Accessories Ventilation | 20801 Heating & Cooling batteries | PGK | 1213 | EUR
6610 | PGK 60-30-3-2,0 Duct cooler |  | 208 Accessories Ventilation | 20801 Heating & Cooling batteries | PGK | 1289 | EUR
6612 | PGK 60-35-3-2,0 Duct cooler |  | 208 Accessories Ventilation | 20801 Heating & Cooling batteries | PGK | 1326 | EUR
6616 | PGK 70-40-3-2,0 Duct cooler |  | 208 Accessories Ventilation | 20801 Heating & Cooling batteries | PGK | 1650 | EUR
6619 | PGK 80-50-3-2,0 Duct cooler |  | 208 Accessories Ventilation | 20801 Heating & Cooling batteries | PGK | 1977 | EUR
17834 | PGK 50-25-4-2,0 Duct cooler |  | 208 Accessories Ventilation | 20801 Heating & Cooling batteries | PGK | 1314 | EUR
17835 | PGK 50-30-4-2,0 Duct cooler |  | 208 Accessories Ventilation | 20801 Heating & Cooling batteries | PGK | 1400 | EUR
17836 | PGK 60-30-4-2,0 Duct cooler |  | 208 Accessories Ventilation | 20801 Heating & Cooling batteries | PGK | 1519 | EUR
17837 | PGK 60-35-4-2,0 Duct cooler |  | 208 Accessories Ventilation | 20801 Heating & Cooling batteries | PGK | 1566 | EUR
17840 | PGK 70-40-4-2,0 Duct cooler |  | 208 Accessories Ventilation | 20801 Heating & Cooling batteries | PGK | 1910 | EUR
17877 | PGK 80-50-4-2,0 Duct cooler |  | 208 Accessories Ventilation | 20801 Heating & Cooling batteries | PGK | 2331 | EUR
17878 | PGK 100-50-4-2,0 Duct cooler |  | 208 Accessories Ventilation | 20801 Heating & Cooling batteries | PGK | 2720 | EUR
235127 | PGK 50-40-3-2,0 Duct cooler |  | 208 Accessories Ventilation | 20801 Heating & Cooling batteries | PGK | 1308 | EUR
235128 | PGK 80-40-4-2,0 Duct cooler |  | 208 Accessories Ventilation | 20801 Heating & Cooling batteries | PGK | 2076 | EUR
254505 | PGK 120-60-3-2.0 Duct cooler |  | 208 Accessories Ventilation | 20801 Heating & Cooling batteries | PGK | 2539 | EUR
477233 | PGK 30-25-3-2,0 Duct cooler |  | 208 Accessories Ventilation | 20801 Heating & Cooling batteries | PGK | 999 | EUR
477234 | PGK 40-35-3-2,0 Duct cooler |  | 208 Accessories Ventilation | 20801 Heating & Cooling batteries | PGK | 1183 | EUR
477235 | PGK 60-50-3-2,0 Duct cooler |  | 208 Accessories Ventilation | 20801 Heating & Cooling batteries | PGK | 1590 | EUR
477236 | PGK 70-50-3-2,0 Duct cooler |  | 208 Accessories Ventilation | 20801 Heating & Cooling batteries | PGK | 1708 | EUR
9627 | RB 40-20/9-1 400V/3 Duct heat. |  | 208 Accessories Ventilation | 20801 Heating & Cooling batteries | RB | 910 | EUR
9628 | RB 40-20/15-1 400V/3 Duct heat |  | 208 Accessories Ventilation | 20801 Heating & Cooling batteries | RB | 1083 | EUR
9629 | RB 50-25/15-1 400V/3 Duct heat |  | 208 Accessories Ventilation | 20801 Heating & Cooling batteries | RB | 1128 | EUR
9633 | RB 50-25/22-2 400V/3 Duct heat |  | 208 Accessories Ventilation | 20801 Heating & Cooling batteries | RB | 1406 | EUR
9635 | RB 50-30/15-1 400V/3 Duct heat |  | 208 Accessories Ventilation | 20801 Heating & Cooling batteries | RB | 1165 | EUR
9637 | RB 50-30/27-2 400V/3 Duct heat |  | 208 Accessories Ventilation | 20801 Heating & Cooling batteries | RB | 1558 | EUR
9638 | RB 60-30/22-2 400V/3 Duct heat |  | 208 Accessories Ventilation | 20801 Heating & Cooling batteries | RB | 1427 | EUR
9641 | RB 60-30/34-2 400V/3 Duct heat |  | 208 Accessories Ventilation | 20801 Heating & Cooling batteries | RB | 1799 | EUR
9643 | RB 60-35/27-2 400V/3 Duct heat |  | 208 Accessories Ventilation | 20801 Heating & Cooling batteries | RB | 1612 | EUR
9644 | RB 60-35/45-3 400V/3 Duct heat |  | 208 Accessories Ventilation | 20801 Heating & Cooling batteries | RB | 2351 | EUR
9645 | RB 70-40/27-2 400V/3 Duct heat |  | 208 Accessories Ventilation | 20801 Heating & Cooling batteries | RB | 1612 | EUR
9646 | RB 70-40/45-3 400V/3 Duct heat |  | 208 Accessories Ventilation | 20801 Heating & Cooling batteries | RB | 2351 | EUR
9647 | RB 80-50/45-3 400V/3 Duct heat |  | 208 Accessories Ventilation | 20801 Heating & Cooling batteries | RB | 2351 | EUR
9648 | RB 80-50/68-4 400V/3 Duct heat |  | 208 Accessories Ventilation | 20801 Heating & Cooling batteries | RB | 3093 | EUR
9649 | RB 100-50/45-3 400V/3 Duct hea |  | 208 Accessories Ventilation | 20801 Heating & Cooling batteries | RB | 2351 | EUR
9650 | RB 100-50/68-4 400V/3 Duct hea |  | 208 Accessories Ventilation | 20801 Heating & Cooling batteries | RB | 3093 | EUR
9661 | RB 100-50/80-5 400V/3 Duct hea |  | 208 Accessories Ventilation | 20801 Heating & Cooling batteries | RB | 3598 | EUR
5447 | RBK 50/21 400V/3 Duct heater |  | 208 Accessories Ventilation | 20801 Heating & Cooling batteries | RBK | 1230 | EUR
545190 | RBM 40-20/9 400V/3 ViCi |  | 208 Accessories Ventilation | 20801 Heating & Cooling batteries | RBM | 2047 | EUR
545191 | RBM 50-25/15 400V/3 ViCi |  | 208 Accessories Ventilation | 20801 Heating & Cooling batteries | RBM | 2318 | EUR
545192 | RBM 50-30/15 400V/3 ViCi |  | 208 Accessories Ventilation | 20801 Heating & Cooling batteries | RBM | 2318 | EUR
545193 | RBM 60-30/27 400V/3 ViCi |  | 208 Accessories Ventilation | 20801 Heating & Cooling batteries | RBM | 3685 | EUR
545194 | RBM 60-35/27 400V/3 ViCi |  | 208 Accessories Ventilation | 20801 Heating & Cooling batteries | RBM | 3717 | EUR
545195 | RBM 70-40/27 400V/3 ViCi |  | 208 Accessories Ventilation | 20801 Heating & Cooling batteries | RBM | 3717 | EUR
545151 | RBXF 30-15/9,0 400V/3 ViCi |  | 208 Accessories Ventilation | 20801 Heating & Cooling batteries | RBXF | 2334 | EUR
545152 | RBXF 40-20/3,0 400V/2 ViCi |  | 208 Accessories Ventilation | 20801 Heating & Cooling batteries | RBXF | 1600 | EUR
545153 | RBXF 40-20/4,5 400V/2 ViCi |  | 208 Accessories Ventilation | 20801 Heating & Cooling batteries | RBXF | 1637 | EUR
545154 | RBXF 40-20/6,0 400V/3 ViCi |  | 208 Accessories Ventilation | 20801 Heating & Cooling batteries | RBXF | 1978 | EUR
545155 | RBXF 40-20/9,0 400V/3 ViCi |  | 208 Accessories Ventilation | 20801 Heating & Cooling batteries | RBXF | 2339 | EUR
545156 | RBXF 50-25/12,0 400V/3 ViCi |  | 208 Accessories Ventilation | 20801 Heating & Cooling batteries | RBXF | 2443 | EUR
545157 | RBXF 50-25/15,0 400V/3 ViCi |  | 208 Accessories Ventilation | 20801 Heating & Cooling batteries | RBXF | 2644 | EUR
545158 | RBXF 50-25/3,0 400V/2 ViCi |  | 208 Accessories Ventilation | 20801 Heating & Cooling batteries | RBXF | 1578 | EUR
545159 | RBXF 50-25/5,0 400V/2 ViCi |  | 208 Accessories Ventilation | 20801 Heating & Cooling batteries | RBXF | 1615 | EUR
545160 | RBXF 50-25/7,5 400V/3 ViCi |  | 208 Accessories Ventilation | 20801 Heating & Cooling batteries | RBXF | 2060 | EUR
545161 | RBXF 50-25/9,0 400V/3 ViCi |  | 208 Accessories Ventilation | 20801 Heating & Cooling batteries | RBXF | 2370 | EUR
545162 | RBXF 50-30/17,0 400V/3 ViCi |  | 208 Accessories Ventilation | 20801 Heating & Cooling batteries | RBXF | 2687 | EUR
545163 | RBXF 50-30/6,0 400V/2 ViCi |  | 208 Accessories Ventilation | 20801 Heating & Cooling batteries | RBXF | 2009 | EUR
545164 | RBXF 50-40/12,0 400V/3 ViCi |  | 208 Accessories Ventilation | 20801 Heating & Cooling batteries | RBXF | 2465 | EUR
545165 | RBXF 50-40/17,0 400V/3 ViCi |  | 208 Accessories Ventilation | 20801 Heating & Cooling batteries | RBXF | 2709 | EUR
545166 | RBXF 50-40/6,0 400V/3 ViCi |  | 208 Accessories Ventilation | 20801 Heating & Cooling batteries | RBXF | 2031 | EUR
545167 | RBXF 60-30/17,0 400V/3 ViCi |  | 208 Accessories Ventilation | 20801 Heating & Cooling batteries | RBXF | 2709 | EUR
545168 | RBXF 60-30/27,0 400V/3 ViCi |  | 208 Accessories Ventilation | 20801 Heating & Cooling batteries | RBXF | 3855 | EUR
545169 | RBXF 60-30/6,0 400V/2 ViCi |  | 208 Accessories Ventilation | 20801 Heating & Cooling batteries | RBXF | 2031 | EUR
545170 | RBXF 60-30/9,0 400V/3 ViCi |  | 208 Accessories Ventilation | 20801 Heating & Cooling batteries | RBXF | 2392 | EUR
545171 | RBXF 60-35/11,5 400V/3 ViCi |  | 208 Accessories Ventilation | 20801 Heating & Cooling batteries | RBXF | 2497 | EUR
545172 | RBXF 60-40/21,0 400V/3 ViCi |  | 208 Accessories Ventilation | 20801 Heating & Cooling batteries | RBXF | 3594 | EUR
545173 | RBXF 60-50/15,0 400V/3 ViCi |  | 208 Accessories Ventilation | 20801 Heating & Cooling batteries | RBXF | 2699 | EUR
545174 | RBXF 60-50/27,0 400V/3 ViCi |  | 208 Accessories Ventilation | 20801 Heating & Cooling batteries | RBXF | 3887 | EUR
545175 | RBXF 70-40/15,0 400V/3 ViCi |  | 208 Accessories Ventilation | 20801 Heating & Cooling batteries | RBXF | 2699 | EUR
545176 | RBXF 70-40/25,0 400V/3 ViCi |  | 208 Accessories Ventilation | 20801 Heating & Cooling batteries | RBXF | 3887 | EUR
545177 | RBXF 80-40/21,0 400V/3 ViCi |  | 208 Accessories Ventilation | 20801 Heating & Cooling batteries | RBXF | 3653 | EUR
545178 | RBXF 80-40/32,0 400V/3 ViCi |  | 208 Accessories Ventilation | 20801 Heating & Cooling batteries | RBXF | 5134 | EUR
545179 | RBXF 80-50/10,0 400V/3 ViCi |  | 208 Accessories Ventilation | 20801 Heating & Cooling batteries | RBXF | 2557 | EUR
545180 | RBXF 80-50/20,0 400V/3 ViCi |  | 208 Accessories Ventilation | 20801 Heating & Cooling batteries | RBXF | 3653 | EUR
545181 | RBXF 100-50/10,0 400V/3 ViCi |  | 208 Accessories Ventilation | 20801 Heating & Cooling batteries | RBXF | 2557 | EUR
545182 | RBXF 100-50/20,0 400V/3 ViCi |  | 208 Accessories Ventilation | 20801 Heating & Cooling batteries | RBXF | 3653 | EUR
545183 | RBXF 120-60/10,0 400V/3 ViCi |  | 208 Accessories Ventilation | 20801 Heating & Cooling batteries | RBXF | 2640 | EUR
545184 | RBXF 120-60/20,0 400V/3 ViCi |  | 208 Accessories Ventilation | 20801 Heating & Cooling batteries | RBXF | 3736 | EUR
545185 | RBXF 140-70/10,0 400V/3 ViCi |  | 208 Accessories Ventilation | 20801 Heating & Cooling batteries | RBXF | 2692 | EUR
545186 | RBXF 140-70/20,0 400V/3 ViCi |  | 208 Accessories Ventilation | 20801 Heating & Cooling batteries | RBXF | 3788 | EUR
545187 | RBXF 30-15/5,0 400V/3 ViCi |  | 208 Accessories Ventilation | 20801 Heating & Cooling batteries | RBXF | 1973 | EUR
545188 | RBXF 60-30/20,0 400V/3 ViCi |  | 208 Accessories Ventilation | 20801 Heating & Cooling batteries | RBXF | 3561 | EUR
545189 | RBXF 80-35/33,0 400V/3 ViCi |  | 208 Accessories Ventilation | 20801 Heating & Cooling batteries | RBXF | 5073 | EUR
5456 | VBC 100-2 Water heating batt |  | 208 Accessories Ventilation | 20801 Heating & Cooling batteries | VBC | 357 | EUR
5457 | VBC 125-2 Water heating batt |  | 208 Accessories Ventilation | 20801 Heating & Cooling batteries | VBC | 372 | EUR
5458 | VBC 160-2 Water heating batt |  | 208 Accessories Ventilation | 20801 Heating & Cooling batteries | VBC | 407 | EUR
5459 | VBC 200-2 Water heating batt |  | 208 Accessories Ventilation | 20801 Heating & Cooling batteries | VBC | 436 | EUR
5460 | VBC 250-2 Water heating batt |  | 208 Accessories Ventilation | 20801 Heating & Cooling batteries | VBC | 587 | EUR
5461 | VBC 315-2 Water heating batt |  | 208 Accessories Ventilation | 20801 Heating & Cooling batteries | VBC | 685 | EUR
5462 | VBC 400-2 Water heating batt |  | 208 Accessories Ventilation | 20801 Heating & Cooling batteries | VBC | 805 | EUR
9837 | VBC 500-2 Water heating batt |  | 208 Accessories Ventilation | 20801 Heating & Cooling batteries | VBC | 1085 | EUR
9838 | VBC 100-3 Water heating batt |  | 208 Accessories Ventilation | 20801 Heating & Cooling batteries | VBC | 478 | EUR
9839 | VBC 125-3 Water heating batt |  | 208 Accessories Ventilation | 20801 Heating & Cooling batteries | VBC | 536 | EUR
9840 | VBC 160-3 Water heating batt |  | 208 Accessories Ventilation | 20801 Heating & Cooling batteries | VBC | 563 | EUR
9841 | VBC 200-3 Water heating batt |  | 208 Accessories Ventilation | 20801 Heating & Cooling batteries | VBC | 755 | EUR
9843 | VBC 250-3 Water heating batt |  | 208 Accessories Ventilation | 20801 Heating & Cooling batteries | VBC | 877 | EUR
9844 | VBC 315-3 Water heating batt |  | 208 Accessories Ventilation | 20801 Heating & Cooling batteries | VBC | 1060 | EUR
9845 | VBC 400-3 Water heating batt |  | 208 Accessories Ventilation | 20801 Heating & Cooling batteries | VBC | 1183 | EUR
286297 | VBCI 250-2 Water heating batt |  | 208 Accessories Ventilation | 20801 Heating & Cooling batteries | VBCI | 1291 | EUR
286298 | VBCI 315-2 Water heating batt |  | 208 Accessories Ventilation | 20801 Heating & Cooling batteries | VBCI | 1541 | EUR
286299 | VBCI 400-2 Water heating batt |  | 208 Accessories Ventilation | 20801 Heating & Cooling batteries | VBCI | 1848 | EUR
286300 | VBCI 500-2 Water heating batt |  | 208 Accessories Ventilation | 20801 Heating & Cooling batteries | VBCI | 2466 | EUR
286303 | VBCI 200-3 Water heating batt |  | 208 Accessories Ventilation | 20801 Heating & Cooling batteries | VBCI | 1480 | EUR
286304 | VBCI 250-3 Water heating batt |  | 208 Accessories Ventilation | 20801 Heating & Cooling batteries | VBCI | 1781 | EUR
286305 | VBCI 315-3 Water heating batt |  | 208 Accessories Ventilation | 20801 Heating & Cooling batteries | VBCI | 2141 | EUR
286306 | VBCI 400-3 Water heating batt |  | 208 Accessories Ventilation | 20801 Heating & Cooling batteries | VBCI | 2576 | EUR
5463 | VBR 40-20-2 Water heating batt |  | 208 Accessories Ventilation | 20801 Heating & Cooling batteries | VBR | 351 | EUR
5464 | VBR 50-25-2 Water heating batt |  | 208 Accessories Ventilation | 20801 Heating & Cooling batteries | VBR | 439 | EUR
5465 | VBR 50-30-2 Water heating batt |  | 208 Accessories Ventilation | 20801 Heating & Cooling batteries | VBR | 506 | EUR
5466 | VBR 60-30-2 Water heating batt |  | 208 Accessories Ventilation | 20801 Heating & Cooling batteries | VBR | 549 | EUR
5467 | VBR 60-35-2 Water heating batt |  | 208 Accessories Ventilation | 20801 Heating & Cooling batteries | VBR | 603 | EUR
5468 | VBR 70-40-2 Water heating batt |  | 208 Accessories Ventilation | 20801 Heating & Cooling batteries | VBR | 697 | EUR
5469 | VBR 80-50-2 Water heating batt |  | 208 Accessories Ventilation | 20801 Heating & Cooling batteries | VBR | 863 | EUR
5470 | VBR 100-50-2 Water heating bat |  | 208 Accessories Ventilation | 20801 Heating & Cooling batteries | VBR | 978 | EUR
5471 | VBR 40-20-4 Water heating batt |  | 208 Accessories Ventilation | 20801 Heating & Cooling batteries | VBR | 529 | EUR
5472 | VBR 50-25-4 Water heating batt |  | 208 Accessories Ventilation | 20801 Heating & Cooling batteries | VBR | 643 | EUR
5473 | VBR 50-30-4 Water heating batt |  | 208 Accessories Ventilation | 20801 Heating & Cooling batteries | VBR | 735 | EUR
5474 | VBR 60-30-4 Water heating batt |  | 208 Accessories Ventilation | 20801 Heating & Cooling batteries | VBR | 770 | EUR
5475 | VBR 60-35-4 Water heating batt |  | 208 Accessories Ventilation | 20801 Heating & Cooling batteries | VBR | 879 | EUR
5476 | VBR 70-40-3 Water heating batt |  | 208 Accessories Ventilation | 20801 Heating & Cooling batteries | VBR | 871 | EUR
5477 | VBR 80-50-3 Water heating batt |  | 208 Accessories Ventilation | 20801 Heating & Cooling batteries | VBR | 1071 | EUR
5478 | VBR 100-50-3 Water heating bat |  | 208 Accessories Ventilation | 20801 Heating & Cooling batteries | VBR | 1229 | EUR
235007 | VBR 50-40-2 Water heating batt |  | 208 Accessories Ventilation | 20801 Heating & Cooling batteries | VBR | 585 | EUR
235008 | VBR 50-40-4 Water heating batt |  | 208 Accessories Ventilation | 20801 Heating & Cooling batteries | VBR | 839 | EUR
235009 | VBR 80-40-2 Water heating batt |  | 208 Accessories Ventilation | 20801 Heating & Cooling batteries | VBR | 772 | EUR
254502 | VBR 120-60-3 Water heating bat |  | 208 Accessories Ventilation | 20801 Heating & Cooling batteries | VBR | 1542 | EUR
5188 | LDC 100-600 Silencer |  | 208 Accessories Ventilation | 20802 Silencers | LDC | 72 | EUR
5189 | LDC 100-900 Silencer |  | 208 Accessories Ventilation | 20802 Silencers | LDC | 96 | EUR
5190 | LDC 125-600 Silencer |  | 208 Accessories Ventilation | 20802 Silencers | LDC | 83 | EUR
5191 | LDC 125-900 Silencer |  | 208 Accessories Ventilation | 20802 Silencers | LDC | 112 | EUR
5192 | LDC 160-600 Silencer |  | 208 Accessories Ventilation | 20802 Silencers | LDC | 113 | EUR
5193 | LDC 160-900 Silencer |  | 208 Accessories Ventilation | 20802 Silencers | LDC | 121 | EUR
5194 | LDC 200-600 Silencer |  | 208 Accessories Ventilation | 20802 Silencers | LDC | 121 | EUR
5195 | LDC 200-900 Silencer |  | 208 Accessories Ventilation | 20802 Silencers | LDC | 146 | EUR
5196 | LDC 250-900 Silencer |  | 208 Accessories Ventilation | 20802 Silencers | LDC | 183 | EUR
5197 | LDC 315-900 Silencer |  | 208 Accessories Ventilation | 20802 Silencers | LDC | 228 | EUR
5198 | LDC 400-900 Silencer |  | 208 Accessories Ventilation | 20802 Silencers | LDC | 425 | EUR
5199 | LDC 150-600 Silencer |  | 208 Accessories Ventilation | 20802 Silencers | LDC | 111 | EUR
5399 | LDC 355-900 Silencer |  | 208 Accessories Ventilation | 20802 Silencers | LDC | 425 | EUR
5949 | LDC 315-600 Silencer |  | 208 Accessories Ventilation | 20802 Silencers | LDC | 183 | EUR
5996 | LDC 100-1200 Silencer |  | 208 Accessories Ventilation | 20802 Silencers | LDC | 144 | EUR
5997 | LDC 125-1200 Silencer |  | 208 Accessories Ventilation | 20802 Silencers | LDC | 162 | EUR
6560 | LDC 80-900 Silencer |  | 208 Accessories Ventilation | 20802 Silencers | LDC | 106 | EUR
8180 | LDC 100-300 Silencer |  | 208 Accessories Ventilation | 20802 Silencers | LDC | 65 | EUR
9068 | LDC-B 315-1200 Silencer baffle |  | 208 Accessories Ventilation | 20802 Silencers | LDC | 730 | EUR
9081 | LDC-B 400-1200 Silencer baffle |  | 208 Accessories Ventilation | 20802 Silencers | LDC | 940 | EUR
9087 | LDC-B 500-1200 Silencer baffle |  | 208 Accessories Ventilation | 20802 Silencers | LDC | 1200 | EUR
9088 | LDC-B 630-1200 Silencer baffle |  | 208 Accessories Ventilation | 20802 Silencers | LDC | 1400 | EUR
51200 | LDC 250-600 Silencer |  | 208 Accessories Ventilation | 20802 Silencers | LDC | 145 | EUR
53108 | LDC 160-300 Silencer |  | 208 Accessories Ventilation | 20802 Silencers | LDC | 107 | EUR
53369 | LDC 200-300 Silencer |  | 208 Accessories Ventilation | 20802 Silencers | LDC | 110 | EUR
53722 | LDC 125-300 Silencer |  | 208 Accessories Ventilation | 20802 Silencers | LDC | 78 | EUR
53723 | LDC 150-300 Silencer |  | 208 Accessories Ventilation | 20802 Silencers | LDC | 106 | EUR
450281 | LDC 500-900 Silencer |  | 208 Accessories Ventilation | 20802 Silencers | LDC | 550 | EUR
5067 | LDR 100-50 Silencer |  | 208 Accessories Ventilation | 20802 Silencers | LDR | 604 | EUR
5068 | LDR 30-15 Silencer |  | 208 Accessories Ventilation | 20802 Silencers | LDR | 215 | EUR
5069 | LDR 40-20 Silencer |  | 208 Accessories Ventilation | 20802 Silencers | LDR | 292 | EUR
5070 | LDR 50-25 Silencer |  | 208 Accessories Ventilation | 20802 Silencers | LDR | 281 | EUR
5071 | LDR 50-30 Silencer |  | 208 Accessories Ventilation | 20802 Silencers | LDR | 332 | EUR
5072 | LDR 60-30 Silencer |  | 208 Accessories Ventilation | 20802 Silencers | LDR | 397 | EUR
5073 | LDR 60-35 Silencer |  | 208 Accessories Ventilation | 20802 Silencers | LDR | 424 | EUR
5074 | LDR 70-40 Silencer |  | 208 Accessories Ventilation | 20802 Silencers | LDR | 487 | EUR
5075 | LDR 80-50 Silencer |  | 208 Accessories Ventilation | 20802 Silencers | LDR | 572 | EUR
9234 | LDR-B 40-20 Silencer, baffle |  | 208 Accessories Ventilation | 20802 Silencers | LDR | 1058 | EUR
9236 | LDR-B 50-25 Silencer, baffle |  | 208 Accessories Ventilation | 20802 Silencers | LDR | 1119 | EUR
9239 | LDR-B 50-30 Silencer, baffle |  | 208 Accessories Ventilation | 20802 Silencers | LDR | 1141 | EUR
9240 | LDR-B 60-30 Silencer, baffle |  | 208 Accessories Ventilation | 20802 Silencers | LDR | 1167 | EUR
9241 | LDR-B 60-40 Silencer, baffle |  | 208 Accessories Ventilation | 20802 Silencers | LDR | 1167 | EUR
9425 | LDR-B 70-30 Silencer, baffle |  | 208 Accessories Ventilation | 20802 Silencers | LDR | 1228 | EUR
9450 | LDR-B 70-40 Silencer, baffle |  | 208 Accessories Ventilation | 20802 Silencers | LDR | 1228 | EUR
9451 | LDR-B 80-35 Silencer, baffle |  | 208 Accessories Ventilation | 20802 Silencers | LDR | 1256 | EUR
9662 | LDR-B 80-40 Silencer, baffle |  | 208 Accessories Ventilation | 20802 Silencers | LDR | 1256 | EUR
9663 | LDR-B 100-35 Silencer, baffle |  | 208 Accessories Ventilation | 20802 Silencers | LDR | 1604 | EUR
9694 | LDR-B 90-50 Silencer, baffle |  | 208 Accessories Ventilation | 20802 Silencers | LDR | 1825 | EUR
9698 | LDR-B 110-60 Silencer, baffle |  | 208 Accessories Ventilation | 20802 Silencers | LDR | 2072 | EUR
9699 | LDR-B 120-60 Silencer, baffle |  | 208 Accessories Ventilation | 20802 Silencers | LDR | 2211 | EUR
162516 | LDR 50-40 Silencer |  | 208 Accessories Ventilation | 20802 Silencers | LDR | 397 | EUR
162517 | LDR 80-40 Silencer |  | 208 Accessories Ventilation | 20802 Silencers | LDR | 513 | EUR
235006 | LDR-B 50-40 Silencer, baffle |  | 208 Accessories Ventilation | 20802 Silencers | LDR | 1151 | EUR
251870 | LDR 70-30 Silencer |  | 208 Accessories Ventilation | 20802 Silencers | LDR | 423 | EUR
251871 | LDR 90-30 Silencer |  | 208 Accessories Ventilation | 20802 Silencers | LDR | 440 | EUR
251872 | LDR 110-30 Silencer |  | 208 Accessories Ventilation | 20802 Silencers | LDR | 675 | EUR
251873 | LDR 120-50 Silencer |  | 208 Accessories Ventilation | 20802 Silencers | LDR | 702 | EUR
1748 | FFK 30-15 Filter cassette rect |  | 208 Accessories Ventilation | 20803 Filter cassettes | FFK | 214 | EUR
1750 | FFK 40-20 Filter cassette rect |  | 208 Accessories Ventilation | 20803 Filter cassettes | FFK | 226 | EUR
1752 | FFK 50-25 Filter cassette rect |  | 208 Accessories Ventilation | 20803 Filter cassettes | FFK | 241 | EUR
1755 | FFK 50-30 Filter cassette rect |  | 208 Accessories Ventilation | 20803 Filter cassettes | FFK | 276 | EUR
1758 | FFK 60-30 Filter cassette rect |  | 208 Accessories Ventilation | 20803 Filter cassettes | FFK | 293 | EUR
1761 | FFK 60-35 Filter cassette rect |  | 208 Accessories Ventilation | 20803 Filter cassettes | FFK | 330 | EUR
1762 | FFK 70-40 Filter cassette rect |  | 208 Accessories Ventilation | 20803 Filter cassettes | FFK | 445 | EUR
30236 | FFK 80-50 filter cassette |  | 208 Accessories Ventilation | 20803 Filter cassettes | FFK | 480 | EUR
30237 | FFK 100-50 filter cassette |  | 208 Accessories Ventilation | 20803 Filter cassettes | FFK | 524 | EUR
265463 | FFK 50-40 Filter cassette rect |  | 208 Accessories Ventilation | 20803 Filter cassettes | FFK | 420 | EUR
265464 | FFK 70-30 Filter cassette rect |  | 208 Accessories Ventilation | 20803 Filter cassettes | FFK | 425 | EUR
265465 | FFK 80-40 Filter cassette rect |  | 208 Accessories Ventilation | 20803 Filter cassettes | FFK | 475 | EUR
265468 | FFK 120-50 Filter cassette rec |  | 208 Accessories Ventilation | 20803 Filter cassettes | FFK | 652 | EUR
1766 | FFR 100 Filter cassette |  | 208 Accessories Ventilation | 20803 Filter cassettes | FFR | 125 | EUR
1768 | FFR 125 Filter cassette |  | 208 Accessories Ventilation | 20803 Filter cassettes | FFR | 128 | EUR
1769 | FFR 150 Filter cassette |  | 208 Accessories Ventilation | 20803 Filter cassettes | FFR | 135 | EUR
1770 | FFR 160 Filter cassette |  | 208 Accessories Ventilation | 20803 Filter cassettes | FFR | 142 | EUR
1773 | FFR 200 Filter cassette |  | 208 Accessories Ventilation | 20803 Filter cassettes | FFR | 156 | EUR
1776 | FFR 250 Filter cassette |  | 208 Accessories Ventilation | 20803 Filter cassettes | FFR | 195 | EUR
1779 | FFR 315 Filter cassette |  | 208 Accessories Ventilation | 20803 Filter cassettes | FFR | 213 | EUR
1782 | FFR 355 Filter cassette |  | 208 Accessories Ventilation | 20803 Filter cassettes | FFR | 265 | EUR
1783 | FFR 400 Filter cassette |  | 208 Accessories Ventilation | 20803 Filter cassettes | FFR | 296 | EUR
1802 | FGR 100 Filter cassette |  | 208 Accessories Ventilation | 20803 Filter cassettes | FGR | 78 | EUR
1804 | FGR 125 Filter cassette |  | 208 Accessories Ventilation | 20803 Filter cassettes | FGR | 80 | EUR
1807 | FGR 150 Filter cassette |  | 208 Accessories Ventilation | 20803 Filter cassettes | FGR | 90 | EUR
1809 | FGR 160 Filter cassette |  | 208 Accessories Ventilation | 20803 Filter cassettes | FGR | 95 | EUR
1812 | FGR 200 Filter cassette |  | 208 Accessories Ventilation | 20803 Filter cassettes | FGR | 96 | EUR
1815 | FGR 250 Filter cassette |  | 208 Accessories Ventilation | 20803 Filter cassettes | FGR | 105 | EUR
1818 | FGR 315 Filter cassette |  | 208 Accessories Ventilation | 20803 Filter cassettes | FGR | 146 | EUR
1821 | FGR 355 Filter cassette |  | 208 Accessories Ventilation | 20803 Filter cassettes | FGR | 175 | EUR
1823 | FGR 400 Filter cassette |  | 208 Accessories Ventilation | 20803 Filter cassettes | FGR | 187 | EUR
95330 | FDG 560 |  | 208 Accessories Ventilation | 20804 Roof Hoods & Curbs | FDG | 573 | EUR
95331 | FDG 630 flat roof socket |  | 208 Accessories Ventilation | 20804 Roof Hoods & Curbs | FDG | 572 | EUR
95332 | FDG 800-1000 |  | 208 Accessories Ventilation | 20804 Roof Hoods & Curbs | FDG | 790 | EUR
95333 | FDGE 560 roof socket |  | 208 Accessories Ventilation | 20804 Roof Hoods & Curbs | FDGE | 1053 | EUR
95334 | FDGE 630 roof socket |  | 208 Accessories Ventilation | 20804 Roof Hoods & Curbs | FDGE | 1092 | EUR
95335 | FDGE 800-1000 roof socket |  | 208 Accessories Ventilation | 20804 Roof Hoods & Curbs | FDGE | 1382 | EUR
8513 | LGH 355/400 roof cowl |  | 208 Accessories Ventilation | 20804 Roof Hoods & Curbs | LGH | 603 | EUR
8514 | LGH 450-500 roof cowl |  | 208 Accessories Ventilation | 20804 Roof Hoods & Curbs | LGH | 766 | EUR
8515 | LGH 560/630 roof cowl |  | 208 Accessories Ventilation | 20804 Roof Hoods & Curbs | LGH | 1045 | EUR
8516 | LGH 710 roof cowl |  | 208 Accessories Ventilation | 20804 Roof Hoods & Curbs | LGH | 1405 | EUR
8506 | LGV 310/311 roof cowl |  | 208 Accessories Ventilation | 20804 Roof Hoods & Curbs | LGV | 423 | EUR
8507 | LGV 355/400 roof cowl |  | 208 Accessories Ventilation | 20804 Roof Hoods & Curbs | LGV | 561 | EUR
8508 | LGV 450-500 roof cowl |  | 208 Accessories Ventilation | 20804 Roof Hoods & Curbs | LGV | 837 | EUR
8509 | LGV 560/630 roof cowl |  | 208 Accessories Ventilation | 20804 Roof Hoods & Curbs | LGV | 1139 | EUR
8510 | LGV 710 roof cowl |  | 208 Accessories Ventilation | 20804 Roof Hoods & Curbs | LGV | 1673 | EUR
8783 | LGV 800/900 roof cowl |  | 208 Accessories Ventilation | 20804 Roof Hoods & Curbs | LGV | 4985 | EUR
237970 | LGV 190/225 roof cowl |  | 208 Accessories Ventilation | 20804 Roof Hoods & Curbs | LGV | 264 | EUR
95336 | SSG 560 socket silencer |  | 208 Accessories Ventilation | 20804 Roof Hoods & Curbs | SSG | 996 | EUR
95337 | SSG 630 socket silencer |  | 208 Accessories Ventilation | 20804 Roof Hoods & Curbs | SSG | 1285 | EUR
95338 | SSG 800-1000 |  | 208 Accessories Ventilation | 20804 Roof Hoods & Curbs | SSG | 1732 | EUR
95339 | SSGE 560 socket silencer |  | 208 Accessories Ventilation | 20804 Roof Hoods & Curbs | SSGE | 1327 | EUR
95340 | SSGE 630 socket silencer |  | 208 Accessories Ventilation | 20804 Roof Hoods & Curbs | SSGE | 1508 | EUR
95341 | SSGE 800-1000 socket silencer |  | 208 Accessories Ventilation | 20804 Roof Hoods & Curbs | SSGE | 1883 | EUR
1718 | TG 400-800 Roof curb |  | 208 Accessories Ventilation | 20804 Roof Hoods & Curbs | TG | 491 | EUR
1726 | TG 540-1230 Roof curb |  | 208 Accessories Ventilation | 20804 Roof Hoods & Curbs | TG | 732 | EUR
1727 | TG 540-800 Roof curb |  | 208 Accessories Ventilation | 20804 Roof Hoods & Curbs | TG | 583 | EUR
1728 | TG 640-1230 Roof curb |  | 208 Accessories Ventilation | 20804 Roof Hoods & Curbs | TG | 845 | EUR
1729 | TG 640-800 Roof curb |  | 208 Accessories Ventilation | 20804 Roof Hoods & Curbs | TG | 670 | EUR
5085 | TG 1140-800 Roof Curb |  | 208 Accessories Ventilation | 20804 Roof Hoods & Curbs | TG | 1469 | EUR
5086 | TG 540-800 A60 Roof Curb |  | 208 Accessories Ventilation | 20804 Roof Hoods & Curbs | TG | 1050 | EUR
5087 | TG 640-800 A60 Roof Curb |  | 208 Accessories Ventilation | 20804 Roof Hoods & Curbs | TG | 1100 | EUR
5088 | TG 740-1200 Roof Curb |  | 208 Accessories Ventilation | 20804 Roof Hoods & Curbs | TG | 1276 | EUR
5089 | TG 740-1230 A60 Roof Curb |  | 208 Accessories Ventilation | 20804 Roof Hoods & Curbs | TG | 1350 | EUR
5090 | TG 940-1200 Roof Curb |  | 208 Accessories Ventilation | 20804 Roof Hoods & Curbs | TG | 1290 | EUR
5091 | TG 940-1200 A60 Roof Curb |  | 208 Accessories Ventilation | 20804 Roof Hoods & Curbs | TG | 1500 | EUR
5924 | TG 300-800 Roof curb |  | 208 Accessories Ventilation | 20804 Roof Hoods & Curbs | TG | 453 | EUR
1533 | TOS 125-160 Roof curb Black |  | 208 Accessories Ventilation | 20804 Roof Hoods & Curbs | TOS | 301 | EUR
134464 | TOS 200-315 Roof curb Black |  | 208 Accessories Ventilation | 20804 Roof Hoods & Curbs | TOS | 389 | EUR
1706 | TUB/TUS 160-315 Seal metal |  | 208 Accessories Ventilation | 20804 Roof Hoods & Curbs | TUB | 35 | EUR
5216 | BFK 40-20 ePM1 60% Filter |  | 208 Accessories Ventilation | 20812 Filters for fans | BFK | 54 | EUR
5217 | BFK 40-20 Filter Coarse 70% |  | 208 Accessories Ventilation | 20812 Filters for fans | BFK | 42 | EUR
5218 | BFK 50-25 Filter Coarse 70% |  | 208 Accessories Ventilation | 20812 Filters for fans | BFK | 43 | EUR
5219 | BFK 50-30 Filter Coarse 70% |  | 208 Accessories Ventilation | 20812 Filters for fans | BFK | 46 | EUR
5220 | BFK 60-35 Filter Coarse 70% |  | 208 Accessories Ventilation | 20812 Filters for fans | BFK | 60 | EUR
5225 | BFK 30-15 ePM1 60% Filter |  | 208 Accessories Ventilation | 20812 Filters for fans | BFK | 52 | EUR
5228 | BFK 50-25 ePM1 60% Filter |  | 208 Accessories Ventilation | 20812 Filters for fans | BFK | 63 | EUR
5229 | BFK 50-30 ePM1 60% Filter |  | 208 Accessories Ventilation | 20812 Filters for fans | BFK | 65 | EUR
5230 | BFK 60-30 ePM1 60% Filter |  | 208 Accessories Ventilation | 20812 Filters for fans | BFK | 73 | EUR
5231 | BFK 60-35 ePM1 60% Filter |  | 208 Accessories Ventilation | 20812 Filters for fans | BFK | 77 | EUR
5232 | BFK 70-40 ePM1 60% Filter |  | 208 Accessories Ventilation | 20812 Filters for fans | BFK | 130 | EUR
5233 | BFK 30-15 Filter Coarse 70% |  | 208 Accessories Ventilation | 20812 Filters for fans | BFK | 34 | EUR
5244 | BFK 60-30 Filter Coarse 70% |  | 208 Accessories Ventilation | 20812 Filters for fans | BFK | 52 | EUR
5245 | BFK 70-40 Filter Coarse 70% |  | 208 Accessories Ventilation | 20812 Filters for fans | BFK | 74 | EUR
30238 | BFK 80-50 Filter Coarse 70% |  | 208 Accessories Ventilation | 20812 Filters for fans | BFK | 87 | EUR
30239 | BFK 80-50 ePM1 60% filter |  | 208 Accessories Ventilation | 20812 Filters for fans | BFK | 140 | EUR
30240 | BFK 100-50 Filter Coarse 70% |  | 208 Accessories Ventilation | 20812 Filters for fans | BFK | 90 | EUR
30241 | BFK 100-50 ePM1 60% filter |  | 208 Accessories Ventilation | 20812 Filters for fans | BFK | 185 | EUR
255084 | BFK 40-20 Filter ePM2,5 50% |  | 208 Accessories Ventilation | 20812 Filters for fans | BFK | 49 | EUR
255085 | BFK 40-20 Filter ePM1 85% |  | 208 Accessories Ventilation | 20812 Filters for fans | BFK | 60 | EUR
255086 | BFK 50-25 Filter ePM2,5 50% |  | 208 Accessories Ventilation | 20812 Filters for fans | BFK | 62 | EUR
255087 | BFK 50-25 Filter ePM1 85% |  | 208 Accessories Ventilation | 20812 Filters for fans | BFK | 85 | EUR
255088 | BFK 50-40 Filter ePM 2,5 50% |  | 208 Accessories Ventilation | 20812 Filters for fans | BFK | 68 | EUR
255089 | BFK 50-40 Filter ePM1 85% |  | 208 Accessories Ventilation | 20812 Filters for fans | BFK | 90 | EUR
255092 | BFK 70-40 Filter ePM2,5 50% |  | 208 Accessories Ventilation | 20812 Filters for fans | BFK | 125 | EUR
255093 | BFK 70-40 Filter ePM1 85% |  | 208 Accessories Ventilation | 20812 Filters for fans | BFK | 150 | EUR
255094 | BFK 70-30 Filter ePM 2,5 50% |  | 208 Accessories Ventilation | 20812 Filters for fans | BFK | 90 | EUR
255095 | BFK 70-30 Filter ePM1 85% |  | 208 Accessories Ventilation | 20812 Filters for fans | BFK | 110 | EUR
255096 | BFK 80-40 Filter ePM 2,5 50% |  | 208 Accessories Ventilation | 20812 Filters for fans | BFK | 130 | EUR
255097 | BFK 80-40 Filter ePM1 85% |  | 208 Accessories Ventilation | 20812 Filters for fans | BFK | 163 | EUR
255100 | BFK 100-50 Filter ePM2,5 50% |  | 208 Accessories Ventilation | 20812 Filters for fans | BFK | 175 | EUR
255101 | BFK 100-50 Filter ePM1 85% |  | 208 Accessories Ventilation | 20812 Filters for fans | BFK | 230 | EUR
255104 | BFK 120-50 Filter ePM 2,5 50% |  | 208 Accessories Ventilation | 20812 Filters for fans | BFK | 125 | EUR
255105 | BFK 120-50 Filter ePM1 85% |  | 208 Accessories Ventilation | 20812 Filters for fans | BFK | 145 | EUR
276638 | BFK 50-40 Coarse 60% |  | 208 Accessories Ventilation | 20812 Filters for fans | BFK | 52 | EUR
276639 | BFK 50-40 ePM1 60% |  | 208 Accessories Ventilation | 20812 Filters for fans | BFK | 70 | EUR
276640 | BFK 70-30 Coarse 60% |  | 208 Accessories Ventilation | 20812 Filters for fans | BFK | 72 | EUR
276641 | BFK 70-30 ePM1 60% |  | 208 Accessories Ventilation | 20812 Filters for fans | BFK | 95 | EUR
276642 | BFK 80-40 Coarse 60% |  | 208 Accessories Ventilation | 20812 Filters for fans | BFK | 85 | EUR
276643 | BFK 80-40 ePM1 60% |  | 208 Accessories Ventilation | 20812 Filters for fans | BFK | 135 | EUR
276644 | BFK 120-50 Coarse 60% |  | 208 Accessories Ventilation | 20812 Filters for fans | BFK | 80 | EUR
276645 | BFK 120-50 ePM1 60% |  | 208 Accessories Ventilation | 20812 Filters for fans | BFK | 130 | EUR
5222 | BFR 100-160 ePM1 60% Filter |  | 208 Accessories Ventilation | 20812 Filters for fans | BFR | 22 | EUR
5223 | BFR 200 ePM1 60% Filter |  | 208 Accessories Ventilation | 20812 Filters for fans | BFR | 24 | EUR
5224 | BFR 250 ePM1 60% Filter |  | 208 Accessories Ventilation | 20812 Filters for fans | BFR | 30 | EUR
5226 | BFR 315 ePM1 60% Filter |  | 208 Accessories Ventilation | 20812 Filters for fans | BFR | 50 | EUR
5227 | BFR 355-400 ePM1 60% Filter |  | 208 Accessories Ventilation | 20812 Filters for fans | BFR | 55 | EUR
5239 | BFR 100-160 Filter Coarse 70% |  | 208 Accessories Ventilation | 20812 Filters for fans | BFR | 16 | EUR
5240 | BFR 200 Filter Coarse 70% |  | 208 Accessories Ventilation | 20812 Filters for fans | BFR | 18 | EUR
5241 | BFR 250 Filter Coarse 70% |  | 208 Accessories Ventilation | 20812 Filters for fans | BFR | 23 | EUR
5242 | BFR 315 Filter Coarse 70% |  | 208 Accessories Ventilation | 20812 Filters for fans | BFR | 29 | EUR
5243 | BFR 355-400 Filter Coarse 70% |  | 208 Accessories Ventilation | 20812 Filters for fans | BFR | 36 | EUR
5246 | BFR 100-160 Coarse 50% Filter |  | 208 Accessories Ventilation | 20812 Filters for fans | BFR | 14 | EUR
5247 | BFR 200 Coarse 50% Filter |  | 208 Accessories Ventilation | 20812 Filters for fans | BFR | 16 | EUR
5248 | BFR 250 Coarse 50% Filter |  | 208 Accessories Ventilation | 20812 Filters for fans | BFR | 18 | EUR
5249 | BFR 315 Coarse 50% Filter |  | 208 Accessories Ventilation | 20812 Filters for fans | BFR | 23 | EUR
5250 | BFR 355-400 Coarse 50% Filter |  | 208 Accessories Ventilation | 20812 Filters for fans | BFR | 29 | EUR
255080 | BFR 315 Filter ePM2,5 50% |  | 208 Accessories Ventilation | 20812 Filters for fans | BFR | 50 | EUR
255081 | BFR 315 Filter ePM1 85% |  | 208 Accessories Ventilation | 20812 Filters for fans | BFR | 60 | EUR
255082 | BFR 400 Filter ePM2,5 50% |  | 208 Accessories Ventilation | 20812 Filters for fans | BFR | 67 | EUR
255083 | BFR 400 Filter ePM1 85% |  | 208 Accessories Ventilation | 20812 Filters for fans | BFR | 80 | EUR
5208 | PFR 355/400 Coarse 60% Filter |  | 208 Accessories Ventilation | 20812 Filters for fans | BFTLP | 15 | EUR
5201 | PFR 200 Coarse 50% Filter |  | 208 Accessories Ventilation | 20812 Filters for fans | PFR | 10 | EUR
5202 | PFR 200 Coarse 60% Filter |  | 208 Accessories Ventilation | 20812 Filters for fans | PFR | 12 | EUR
5203 | PFR 200-250 Coarse 50% Filter |  | 208 Accessories Ventilation | 20812 Filters for fans | PFR | 11 | EUR
5204 | PFR 250 Coarse 60% Filter |  | 208 Accessories Ventilation | 20812 Filters for fans | PFR | 13 | EUR
5205 | PFR 315 Coarse 50% Filter |  | 208 Accessories Ventilation | 20812 Filters for fans | PFR | 12 | EUR
5206 | PFR 315 Coarse 60% Filter |  | 208 Accessories Ventilation | 20812 Filters for fans | PFR | 14 | EUR
5207 | PFR 355/400 Coarse 50% Filter |  | 208 Accessories Ventilation | 20812 Filters for fans | PFR | 13 | EUR
5353 | PFR 100-160 Coarse 60% Filter |  | 208 Accessories Ventilation | 20812 Filters for fans | PFR | 12 | EUR
5928 | BDS120 Back draught shutter |  | 208 Accessories Ventilation | 20813 Shutters ventilation | BDS | 8 | EUR
519284 | ORV-D-H 400-400 |  | 208 Accessories Ventilation | 20813 Shutters ventilation | ORV | 734 | EUR
519319 | ORV-T-V 250-250 |  | 208 Accessories Ventilation | 20813 Shutters ventilation | ORV | 664 | EUR
519341 | ORV-T-V 400-250 |  | 208 Accessories Ventilation | 20813 Shutters ventilation | ORV | 670 | EUR
519351 | ORV-D-H 400-250 |  | 208 Accessories Ventilation | 20813 Shutters ventilation | ORV | 665 | EUR
87679 | VK-15 Louvre shutter |  | 208 Accessories Ventilation | 20813 Shutters ventilation | VK | 33 | EUR
87682 | VK-10 Louvre shutter |  | 208 Accessories Ventilation | 20813 Shutters ventilation | VK | 13 | EUR
87684 | VK-100-50 Louvre shutter |  | 208 Accessories Ventilation | 20813 Shutters ventilation | VK | 294 | EUR
87685 | VK-12 Louvre-shutter |  | 208 Accessories Ventilation | 20813 Shutters ventilation | VK | 20 | EUR
87686 | VK-20 Louvre shutter |  | 208 Accessories Ventilation | 20813 Shutters ventilation | VK | 38 | EUR
87687 | VK-25 Louvre shutter |  | 208 Accessories Ventilation | 20813 Shutters ventilation | VK | 40 | EUR
87688 | VK-30 Louvre shutter |  | 208 Accessories Ventilation | 20813 Shutters ventilation | VK | 44 | EUR
87689 | VK-35 Louvre shutter |  | 208 Accessories Ventilation | 20813 Shutters ventilation | VK | 49 | EUR
87691 | VK-40 Louvre shutter |  | 208 Accessories Ventilation | 20813 Shutters ventilation | VK | 65 | EUR
87692 | VK-40-20 Louvre shutter |  | 208 Accessories Ventilation | 20813 Shutters ventilation | VK | 96 | EUR
87693 | VK-45 Louvre shutter |  | 208 Accessories Ventilation | 20813 Shutters ventilation | VK | 74 | EUR
87694 | VK-50 Louvre shutter |  | 208 Accessories Ventilation | 20813 Shutters ventilation | VK | 99 | EUR
87695 | VK-50-25 Louvre shutter |  | 208 Accessories Ventilation | 20813 Shutters ventilation | VK | 101 | EUR
87696 | VK-50-30 Louvre shutter |  | 208 Accessories Ventilation | 20813 Shutters ventilation | VK | 104 | EUR
87697 | VK-60-30 Louvre shutter |  | 208 Accessories Ventilation | 20813 Shutters ventilation | VK | 211 | EUR
87698 | VK-60-35 Louvre shutter |  | 208 Accessories Ventilation | 20813 Shutters ventilation | VK | 213 | EUR
87704 | VK-63 Louvre shutter |  | 208 Accessories Ventilation | 20813 Shutters ventilation | VK | 156 | EUR
87705 | VK-70-40 Louvre shutter |  | 208 Accessories Ventilation | 20813 Shutters ventilation | VK | 235 | EUR
87707 | VK-71 Louvre shutter |  | 208 Accessories Ventilation | 20813 Shutters ventilation | VK | 205 | EUR
87711 | VK-80 Louvre shutter |  | 208 Accessories Ventilation | 20813 Shutters ventilation | VK | 293 | EUR
87712 | VK-80-50 Louvre shutter |  | 208 Accessories Ventilation | 20813 Shutters ventilation | VK | 236 | EUR
87713 | VK-90 Louvre shutter |  | 208 Accessories Ventilation | 20813 Shutters ventilation | VK | 322 | EUR
87714 | VK-56 Louvre shutter |  | 208 Accessories Ventilation | 20813 Shutters ventilation | VK | 147 | EUR
87715 | VK-100 Louvre shutter |  | 208 Accessories Ventilation | 20813 Shutters ventilation | VK | 500 | EUR
32373 | VKA-P 250 adjust. damper PRF |  | 208 Accessories Ventilation | 20813 Shutters ventilation | VKA-P | 411 | EUR
338490 | VKA-P 125 adjus. damper PRF EC |  | 208 Accessories Ventilation | 20813 Shutters ventilation | VKA-P | 238 | EUR
338491 | VKA-P 160 adjus. damper PRF EC |  | 208 Accessories Ventilation | 20813 Shutters ventilation | VKA-P | 244 | EUR
338492 | VKA-P 180 adjus. damper PRF EC |  | 208 Accessories Ventilation | 20813 Shutters ventilation | VKA-P | 269 | EUR
338493 | VKA-P 200 adjus. damper PRF EC |  | 208 Accessories Ventilation | 20813 Shutters ventilation | VKA-P | 289 | EUR
338494 | VKA-P 250 adjus. damper PRF EC |  | 208 Accessories Ventilation | 20813 Shutters ventilation | VKA-P | 320 | EUR
338496 | VKA-P 355 adjustable shutter |  | 208 Accessories Ventilation | 20813 Shutters ventilation | VKA-P | 435 | EUR
338498 | VKA-P 450 adjustable shutter |  | 208 Accessories Ventilation | 20813 Shutters ventilation | VKA-P | 1737 | EUR
338499 | VKA-P 500 adjustable shutter |  | 208 Accessories Ventilation | 20813 Shutters ventilation | VKA-P | 1868 | EUR
338531 | VKA-P-el 125 adjustable shutt. |  | 208 Accessories Ventilation | 20813 Shutters ventilation | VKA-P-EX | 804 | EUR
338532 | VKA-P-el 160 adjustable shutt. |  | 208 Accessories Ventilation | 20813 Shutters ventilation | VKA-P-EX | 891 | EUR
338533 | VKA-P-el 200 adjustable shutt. |  | 208 Accessories Ventilation | 20813 Shutters ventilation | VKA-P-EX | 969 | EUR
338534 | VKA-P-el 250 adjustable shutt. |  | 208 Accessories Ventilation | 20813 Shutters ventilation | VKA-P-EX | 1082 | EUR
338535 | VKA-P-el 315 adjustable shutt. |  | 208 Accessories Ventilation | 20813 Shutters ventilation | VKA-P-EX | 1105 | EUR
338536 | VKA-P-el 400 adjustable shutt. |  | 208 Accessories Ventilation | 20813 Shutters ventilation | VKA-P-EX | 2103 | EUR
338537 | VKA-P-el 500 adjustable shutt. |  | 208 Accessories Ventilation | 20813 Shutters ventilation | VKA-P-EX | 7664 | EUR
529263 | VKA-P-el 75 adjustable shutt. |  | 208 Accessories Ventilation | 20813 Shutters ventilation | VKA-P-EX | 623 | EUR
95506 | VKGM 560 motor. shutter DVV |  | 208 Accessories Ventilation | 20813 Shutters ventilation | VKGM | 1184 | EUR
95507 | VKGM 630 motor. shutter DVV |  | 208 Accessories Ventilation | 20813 Shutters ventilation | VKGM | 1245 | EUR
95508 | VKGM 800-1000 motor. shutt DVV |  | 208 Accessories Ventilation | 20813 Shutters ventilation | VKGM | 1350 | EUR
9555 | VKM 310/311 Back draft damper |  | 208 Accessories Ventilation | 20813 Shutters ventilation | VKM | 393 | EUR
9556 | VKM 355-500 Back draft damper |  | 208 Accessories Ventilation | 20813 Shutters ventilation | VKM | 419 | EUR
9557 | VKM 560/630 Back draft damper |  | 208 Accessories Ventilation | 20813 Shutters ventilation | VKM | 499 | EUR
9558 | VKM 710 Back draft damper |  | 208 Accessories Ventilation | 20813 Shutters ventilation | VKM | 668 | EUR
9539 | VKS 190/225 Back draft damper |  | 208 Accessories Ventilation | 20813 Shutters ventilation | VKS | 72 | EUR
9543 | VKS 310/311 Back draft damper |  | 208 Accessories Ventilation | 20813 Shutters ventilation | VKS | 92 | EUR
9544 | VKS 355-500 Back draft damper |  | 208 Accessories Ventilation | 20813 Shutters ventilation | VKS | 99 | EUR
9545 | VKS 560/630 Back draft damper |  | 208 Accessories Ventilation | 20813 Shutters ventilation | VKS | 183 | EUR
9546 | VKS 710 Back draft damper |  | 208 Accessories Ventilation | 20813 Shutters ventilation | VKS | 249 | EUR
9547 | VKS 800/900 Back draft damper |  | 208 Accessories Ventilation | 20813 Shutters ventilation | VKS | 428 | EUR
32374 | VKS-P 125 gravity shutter PRF |  | 208 Accessories Ventilation | 20813 Shutters ventilation | VKS-P | 399 | EUR
32376 | VKS-P 200 gravity shutter PRF |  | 208 Accessories Ventilation | 20813 Shutters ventilation | VKS-P | 489 | EUR
32378 | VKS-P 250 gravity shutter PRF |  | 208 Accessories Ventilation | 20813 Shutters ventilation | VKS-P | 531 | EUR
338480 | VKS-P 125 vc grav shut. PRF EC |  | 208 Accessories Ventilation | 20813 Shutters ventilation | VKS-P | 196 | EUR
338481 | VKS-P 160 vc grav shut. PRF EC |  | 208 Accessories Ventilation | 20813 Shutters ventilation | VKS-P | 203 | EUR
338482 | VKS-P 180 vc grav shut. PRF EC |  | 208 Accessories Ventilation | 20813 Shutters ventilation | VKS-P | 234 | EUR
338483 | VKS-P 200 vc grav shut. PRF EC |  | 208 Accessories Ventilation | 20813 Shutters ventilation | VKS-P | 252 | EUR
338484 | VKS-P 250 vc grav shut. PRF EC |  | 208 Accessories Ventilation | 20813 Shutters ventilation | VKS-P | 270 | EUR
338486 | VKS-P 355 vc gravity shutter |  | 208 Accessories Ventilation | 20813 Shutters ventilation | VKS-P | 1095 | EUR
338488 | VKS-P 450 vc gravity shutter |  | 208 Accessories Ventilation | 20813 Shutters ventilation | VKS-P | 1312 | EUR
338489 | VKS-P 500 vc gravity shutter |  | 208 Accessories Ventilation | 20813 Shutters ventilation | VKS-P | 1470 | EUR
338500 | VKS-P 125 hz grav shut. PRF EC |  | 208 Accessories Ventilation | 20813 Shutters ventilation | VKS-P | 196 | EUR
338501 | VKS-P 160 hz grav shut. PRF EC |  | 208 Accessories Ventilation | 20813 Shutters ventilation | VKS-P | 203 | EUR
338502 | VKS-P 180 hz grav shut. PRF EC |  | 208 Accessories Ventilation | 20813 Shutters ventilation | VKS-P | 234 | EUR
338503 | VKS-P 200 hz grav shut. PRF EC |  | 208 Accessories Ventilation | 20813 Shutters ventilation | VKS-P | 252 | EUR
338504 | VKS-P 250 hz grav shut. PRF EC |  | 208 Accessories Ventilation | 20813 Shutters ventilation | VKS-P | 270 | EUR
338506 | VKS-P 355 hz gravity shutter |  | 208 Accessories Ventilation | 20813 Shutters ventilation | VKS-P | 1095 | EUR
338508 | VKS-P 450 hz gravity shutter |  | 208 Accessories Ventilation | 20813 Shutters ventilation | VKS-P | 1312 | EUR
338509 | VKS-P 500 hz gravity shutter |  | 208 Accessories Ventilation | 20813 Shutters ventilation | VKS-P | 1470 | EUR
338524 | VKS-P-el 125 hz gravity shutt. |  | 208 Accessories Ventilation | 20813 Shutters ventilation | VKS-P | 330 | EUR
338525 | VKS-P-el 160 hz gravity shutt. |  | 208 Accessories Ventilation | 20813 Shutters ventilation | VKS-P | 345 | EUR
338526 | VKS-P-el 200 hz gravity shutt. |  | 208 Accessories Ventilation | 20813 Shutters ventilation | VKS-P | 441 | EUR
338527 | VKS-P-el 250 hz gravity shutt. |  | 208 Accessories Ventilation | 20813 Shutters ventilation | VKS-P | 483 | EUR
338521 | VKS-P-el 315 vc gravity shutt. |  | 208 Accessories Ventilation | 20813 Shutters ventilation | VKS-P-EX | 900 | EUR
338522 | VKS-P-el 400 vc gravity shutt. |  | 208 Accessories Ventilation | 20813 Shutters ventilation | VKS-P-EX | 1378 | EUR
338523 | VKS-P-el 500 vc gravity shutt. |  | 208 Accessories Ventilation | 20813 Shutters ventilation | VKS-P-EX | 1662 | EUR
338528 | VKS-P-el 315 hz gravity shutt. |  | 208 Accessories Ventilation | 20813 Shutters ventilation | VKS-P-EX | 900 | EUR
338529 | VKS-P-el 400 hz gravity shutt. |  | 208 Accessories Ventilation | 20813 Shutters ventilation | VKS-P-EX | 1378 | EUR
338530 | VKS-P-el 500 hz gravity shutt. |  | 208 Accessories Ventilation | 20813 Shutters ventilation | VKS-P-EX | 1662 | EUR
304907 | WAK 90 louvre shutter alu |  | 208 Accessories Ventilation | 20813 Shutters ventilation | WAK | 716 | EUR
304925 | WAK 30 louvre shutter alu |  | 208 Accessories Ventilation | 20813 Shutters ventilation | WAK | 212 | EUR
304926 | WAK 40 louvre shutter alu |  | 208 Accessories Ventilation | 20813 Shutters ventilation | WAK | 232 | EUR
304927 | WAK 50 louvre shutter alu |  | 208 Accessories Ventilation | 20813 Shutters ventilation | WAK | 279 | EUR
304928 | WAK 60 louvre shutter alu |  | 208 Accessories Ventilation | 20813 Shutters ventilation | WAK | 355 | EUR
304929 | WAK 70 louvre shutter alu |  | 208 Accessories Ventilation | 20813 Shutters ventilation | WAK | 541 | EUR
304930 | WAK 80 louvre shutter alu |  | 208 Accessories Ventilation | 20813 Shutters ventilation | WAK | 644 | EUR
304931 | WAK 100 louvre shutter alu |  | 208 Accessories Ventilation | 20813 Shutters ventilation | WAK | 778 | EUR
95616 | PG-BPN 1000 |  | 208 Accessories Ventilation | 20814 Guards ventilation | PG-BPN | 219 | EUR
95617 | PG-BPN 1120 |  | 208 Accessories Ventilation | 20814 Guards ventilation | PG-BPN | 256 | EUR
95618 | PG-BPN 1250 |  | 208 Accessories Ventilation | 20814 Guards ventilation | PG-BPN | 290 | EUR
95677 | PG-BPN 315 |  | 208 Accessories Ventilation | 20814 Guards ventilation | PG-BPN | 108 | EUR
95678 | PG-BPN 355 |  | 208 Accessories Ventilation | 20814 Guards ventilation | PG-BPN | 120 | EUR
95679 | PG-BPN 400 |  | 208 Accessories Ventilation | 20814 Guards ventilation | PG-BPN | 152 | EUR
95680 | PG-BPN 450 |  | 208 Accessories Ventilation | 20814 Guards ventilation | PG-BPN | 159 | EUR
95681 | PG-BPN 500 |  | 208 Accessories Ventilation | 20814 Guards ventilation | PG-BPN | 162 | EUR
95682 | PG-BPN 560 |  | 208 Accessories Ventilation | 20814 Guards ventilation | PG-BPN | 165 | EUR
95683 | PG-BPN 630 |  | 208 Accessories Ventilation | 20814 Guards ventilation | PG-BPN | 169 | EUR
95684 | PG-BPN 710 |  | 208 Accessories Ventilation | 20814 Guards ventilation | PG-BPN | 172 | EUR
95685 | PG-BPN 800 |  | 208 Accessories Ventilation | 20814 Guards ventilation | PG-BPN | 178 | EUR
95686 | PG-BPN 900 |  | 208 Accessories Ventilation | 20814 Guards ventilation | PG-BPN | 212 | EUR
1606 | FK 300 Fast clamp |  | 208 Accessories Ventilation | 20815 Mounting equipment | FK | 17 | EUR
1607 | FK 100 Fast clamp |  | 208 Accessories Ventilation | 20815 Mounting equipment | FK | 11 | EUR
1608 | FK 125 Fast clamp |  | 208 Accessories Ventilation | 20815 Mounting equipment | FK | 12 | EUR
1609 | FK 150 Fast clamp |  | 208 Accessories Ventilation | 20815 Mounting equipment | FK | 13 | EUR
1610 | FK 160 Fast clamp |  | 208 Accessories Ventilation | 20815 Mounting equipment | FK | 13 | EUR
1611 | FK 200 Fast clamp |  | 208 Accessories Ventilation | 20815 Mounting equipment | FK | 14 | EUR
1612 | FK 250 Fast clamp |  | 208 Accessories Ventilation | 20815 Mounting equipment | FK | 15 | EUR
1613 | FK 315 Fast clamp |  | 208 Accessories Ventilation | 20815 Mounting equipment | FK | 19 | EUR
1614 | FK 355 Fast clamp |  | 208 Accessories Ventilation | 20815 Mounting equipment | FK | 23 | EUR
1615 | FK 400 Fast clamp |  | 208 Accessories Ventilation | 20815 Mounting equipment | FK | 27 | EUR
1616 | FK 450 Fast clamp |  | 208 Accessories Ventilation | 20815 Mounting equipment | FK | 28 | EUR
1617 | FK 500 Fast clamp |  | 208 Accessories Ventilation | 20815 Mounting equipment | FK | 34 | EUR
79314 | prio 150/160 mount. br. compl. |  | 208 Accessories Ventilation | 20815 Mounting equipment | MK | 16 | EUR
79315 | prio 200 mount. bracket compl. |  | 208 Accessories Ventilation | 20815 Mounting equipment | MK | 19 | EUR
79316 | prio 250 mount. bracket compl. |  | 208 Accessories Ventilation | 20815 Mounting equipment | MK | 21 | EUR
2720 | WBK 225/280 Wall bracket |  | 208 Accessories Ventilation | 20815 Mounting equipment | WBK | 125 | EUR
2721 | WBK 315/355 Wall bracket |  | 208 Accessories Ventilation | 20815 Mounting equipment | WBK | 129 | EUR
182813 | KBT 225/250/280 Wall bracket |  | 208 Accessories Ventilation | 20815 Mounting equipment | WBK | 180 | EUR
182814 | KBT 160/180/200 Wall bracket |  | 208 Accessories Ventilation | 20815 Mounting equipment | WBK | 130 | EUR
4830 | ASS-EX 310/311 flex. con. DVEX |  | 208 Accessories Ventilation | 20816 Accessories EX fans | ASS-EX | 106 | EUR
4831 | ASS-EX 355-500 flex. con. DVEX |  | 208 Accessories Ventilation | 20816 Accessories EX fans | ASS-EX | 127 | EUR
30597 | ASS-EX 560/630 flex. con. DVEX |  | 208 Accessories Ventilation | 20816 Accessories EX fans | ASS-EX | 207 | EUR
95452 | ASSV-EX 560 |  | 208 Accessories Ventilation | 20816 Accessories EX fans | ASSV-EX | 355 | EUR
95453 | ASSV-EX 630 |  | 208 Accessories Ventilation | 20816 Accessories EX fans | ASSV-EX | 420 | EUR
95454 | ASSV-EX 800-1000 |  | 208 Accessories Ventilation | 20816 Accessories EX fans | ASSV-EX | 603 | EUR
135702 | Connection. kit EX140A-125 |  | 208 Accessories Ventilation | 20816 Accessories EX fans | BS | 85 | EUR
135703 | Connection. kit EX140A-160 |  | 208 Accessories Ventilation | 20816 Accessories EX fans | BS | 109 | EUR
135704 | Connection. kit EX180A-160 |  | 208 Accessories Ventilation | 20816 Accessories EX fans | BS | 115 | EUR
4116 | DS-EX 50-25 Flex. connection |  | 208 Accessories Ventilation | 20816 Accessories EX fans | DS-EX | 133 | EUR
4117 | DS-EX 50-30 Flex. connection |  | 208 Accessories Ventilation | 20816 Accessories EX fans | DS-EX | 136 | EUR
4118 | DS-EX 60-30 Flex. connection |  | 208 Accessories Ventilation | 20816 Accessories EX fans | DS-EX | 140 | EUR
4119 | DS-EX 60-35 Flex. connection |  | 208 Accessories Ventilation | 20816 Accessories EX fans | DS-EX | 144 | EUR
4120 | DS-EX 70-40 Flex. connection |  | 208 Accessories Ventilation | 20816 Accessories EX fans | DS-EX | 151 | EUR
2704 | Ex e-Terminal box 1,5/6mm² 32A |  | 208 Accessories Ventilation | 20816 Accessories EX fans | EX-TER | 212 | EUR
95500 | FDG-EX 560 |  | 208 Accessories Ventilation | 20816 Accessories EX fans | FDG-EX | 1026 | EUR
95501 | FDG-EX 630 |  | 208 Accessories Ventilation | 20816 Accessories EX fans | FDG-EX | 1066 | EUR
95502 | FDG-EX 800-1000 |  | 208 Accessories Ventilation | 20816 Accessories EX fans | FDG-EX | 1415 | EUR
95760 | FDGE-EX 800-1000 r.soc DVV-EX |  | 208 Accessories Ventilation | 20816 Accessories EX fans | FDG-EX | 1815 | EUR
9995030 | FDGE-EX 630 r.soc DVV-EX |  | 208 Accessories Ventilation | 20816 Accessories EX fans | FDG-EX | 1710 | EUR
9995059 | FDGE-EX 560 roof socket |  | 208 Accessories Ventilation | 20816 Accessories EX fans | FDG-EX | 1591 | EUR
239060 | FGV-EX 025/416-416 flex. conn. |  | 208 Accessories Ventilation | 20816 Accessories EX fans | FGV-EX | 179 | EUR
239061 | FGV-EX 042/586-586 flex. conn. |  | 208 Accessories Ventilation | 20816 Accessories EX fans | FGV-EX | 201 | EUR
239062 | FGV-EX 062/716-716 flex. conn. |  | 208 Accessories Ventilation | 20816 Accessories EX fans | FGV-EX | 227 | EUR
1556 | FKX 140/180 Bracket EX-fan |  | 208 Accessories Ventilation | 20816 Accessories EX fans | FKX | 11 | EUR
200102 | IS 1412 Circ.connec.Ø125 |  | 208 Accessories Ventilation | 20816 Accessories EX fans | IS-EX | 9 | EUR
200103 | IS 1416/1816 Circ.connec.Ø160 |  | 208 Accessories Ventilation | 20816 Accessories EX fans | IS-EX | 10 | EUR
200104 | IS 1820 Circ.connec.Ø200 |  | 208 Accessories Ventilation | 20816 Accessories EX fans | IS-EX | 11 | EUR
31382 | SG-EX 250 Guard grill |  | 208 Accessories Ventilation | 20816 Accessories EX fans | SG-EX | 54 | EUR
31383 | SG-EX 280 Guard grill |  | 208 Accessories Ventilation | 20816 Accessories EX fans | SG-EX | 82 | EUR
31384 | SG-EX 315 Guard grill |  | 208 Accessories Ventilation | 20816 Accessories EX fans | SG-EX | 95 | EUR
31385 | SG-EX 355 Guard grill |  | 208 Accessories Ventilation | 20816 Accessories EX fans | SG-EX | 98 | EUR
95503 | SSG-EX 560 Soc sil DVV-EX |  | 208 Accessories Ventilation | 20816 Accessories EX fans | SSG-EX | 1649 | EUR
95504 | SSG-EX 630 |  | 208 Accessories Ventilation | 20816 Accessories EX fans | SSG-EX | 1950 | EUR
95505 | SSG-EX 800-1000 |  | 208 Accessories Ventilation | 20816 Accessories EX fans | SSG-EX | 2584 | EUR
4813 | VKS-EX 560/630 Back draft da. |  | 208 Accessories Ventilation | 20816 Accessories EX fans | VKS-EX | 563 | EUR
8483 | VKS-EX 310/311 Back draft da. |  | 208 Accessories Ventilation | 20816 Accessories EX fans | VKS-EX | 206 | EUR
8484 | VKS-EX 355-500 Back draft da. |  | 208 Accessories Ventilation | 20816 Accessories EX fans | VKS-EX | 275 | EUR
95455 | VKG-EX 560 |  | 208 Accessories Ventilation | 20816 Accessories EX fans | VKSV-EX | 868 | EUR
95456 | VKG-EX 630 |  | 208 Accessories Ventilation | 20816 Accessories EX fans | VKSV-EX | 962 | EUR
95457 | VKG-EX 800-1000 |  | 208 Accessories Ventilation | 20816 Accessories EX fans | VKSV-EX | 1250 | EUR
95550 | ARS 1000/F400 |  | 208 Accessories Ventilation | 20819 Accessories Smoke extract fans | ARS | 2105 | EUR
95551 | ARS 1120/F400 |  | 208 Accessories Ventilation | 20819 Accessories Smoke extract fans | ARS | 2451 | EUR
95559 | ARS 315/F400 |  | 208 Accessories Ventilation | 20819 Accessories Smoke extract fans | ARS | 894 | EUR
95560 | ARS 355/F400 |  | 208 Accessories Ventilation | 20819 Accessories Smoke extract fans | ARS | 909 | EUR
95561 | ARS 400/F400 |  | 208 Accessories Ventilation | 20819 Accessories Smoke extract fans | ARS | 1163 | EUR
95562 | ARS 450/F400 |  | 208 Accessories Ventilation | 20819 Accessories Smoke extract fans | ARS | 1289 | EUR
95563 | ARS 500/F400 |  | 208 Accessories Ventilation | 20819 Accessories Smoke extract fans | ARS | 1191 | EUR
95564 | ARS 560/F400 |  | 208 Accessories Ventilation | 20819 Accessories Smoke extract fans | ARS | 1265 | EUR
95565 | ARS 630/F400 |  | 208 Accessories Ventilation | 20819 Accessories Smoke extract fans | ARS | 1459 | EUR
95566 | ARS 710/F400 |  | 208 Accessories Ventilation | 20819 Accessories Smoke extract fans | ARS | 1676 | EUR
95567 | ARS 800/F400 |  | 208 Accessories Ventilation | 20819 Accessories Smoke extract fans | ARS | 1804 | EUR
95568 | ARS 900/F400 |  | 208 Accessories Ventilation | 20819 Accessories Smoke extract fans | ARS | 1825 | EUR
95569 | ARS 1250/F400 |  | 208 Accessories Ventilation | 20819 Accessories Smoke extract fans | ARS | 2646 | EUR
95215 | ASG-F 800-1000 inflow box |  | 208 Accessories Ventilation | 20819 Accessories Smoke extract fans | ASG/F | 438 | EUR
309948 | ASG-F 315-355 inflow box |  | 208 Accessories Ventilation | 20819 Accessories Smoke extract fans | ASG/F | 163 | EUR
309949 | ASG-F 400-450 inflow box |  | 208 Accessories Ventilation | 20819 Accessories Smoke extract fans | ASG/F | 216 | EUR
309950 | ASG-F 500-560 inflow box |  | 208 Accessories Ventilation | 20819 Accessories Smoke extract fans | ASG/F | 339 | EUR
309951 | ASG-F 630 inflow box |  | 208 Accessories Ventilation | 20819 Accessories Smoke extract fans | ASG/F | 411 | EUR
9995520 | ASG-F 710 inflow box |  | 208 Accessories Ventilation | 20819 Accessories Smoke extract fans | ASG/F | 418 | EUR
74781 | ASH 800 |  | 208 Accessories Ventilation | 20819 Accessories Smoke extract fans | ASH | 1719 | EUR
95582 | ASH 630 |  | 208 Accessories Ventilation | 20819 Accessories Smoke extract fans | ASH | 1418 | EUR
158505 | ASH 710 |  | 208 Accessories Ventilation | 20819 Accessories Smoke extract fans | ASH | 1476 | EUR
9995001 | ASH 1250 |  | 208 Accessories Ventilation | 20819 Accessories Smoke extract fans | ASH | 3231 | EUR
9995002 | ASH 1000 |  | 208 Accessories Ventilation | 20819 Accessories Smoke extract fans | ASH | 2588 | EUR
9995066 | ASH 450 |  | 208 Accessories Ventilation | 20819 Accessories Smoke extract fans | ASH | 1000 | EUR
9995067 | ASH 500 |  | 208 Accessories Ventilation | 20819 Accessories Smoke extract fans | ASH | 1032 | EUR
9995068 | ASH 560 |  | 208 Accessories Ventilation | 20819 Accessories Smoke extract fans | ASH | 1089 | EUR
9995069 | ASH 400 |  | 208 Accessories Ventilation | 20819 Accessories Smoke extract fans | ASH | 979 | EUR
95214 | ASSG-F 800-1000 Flex. connect. |  | 208 Accessories Ventilation | 20819 Accessories Smoke extract fans | ASSG/F | 780 | EUR
309955 | ASSG-F 315-450 Flex. conn. |  | 208 Accessories Ventilation | 20819 Accessories Smoke extract fans | ASSG/F | 461 | EUR
309956 | ASSG-F 500-560 Flex. conn. |  | 208 Accessories Ventilation | 20819 Accessories Smoke extract fans | ASSG/F | 591 | EUR
309957 | ASSG-F 630 Flex. conn. |  | 208 Accessories Ventilation | 20819 Accessories Smoke extract fans | ASSG/F | 652 | EUR
95570 | BPF 315 |  | 208 Accessories Ventilation | 20819 Accessories Smoke extract fans | BPF | 429 | EUR
95571 | BPF 355 |  | 208 Accessories Ventilation | 20819 Accessories Smoke extract fans | BPF | 439 | EUR
95572 | BPF 400 |  | 208 Accessories Ventilation | 20819 Accessories Smoke extract fans | BPF | 472 | EUR
95573 | BPF 450 |  | 208 Accessories Ventilation | 20819 Accessories Smoke extract fans | BPF | 500 | EUR
95574 | BPF 500 |  | 208 Accessories Ventilation | 20819 Accessories Smoke extract fans | BPF | 548 | EUR
95575 | BPF 560 |  | 208 Accessories Ventilation | 20819 Accessories Smoke extract fans | BPF | 536 | EUR
95576 | BPF 710 |  | 208 Accessories Ventilation | 20819 Accessories Smoke extract fans | BPF | 731 | EUR
95577 | BPF 800 |  | 208 Accessories Ventilation | 20819 Accessories Smoke extract fans | BPF | 859 | EUR
95578 | BPF 900 |  | 208 Accessories Ventilation | 20819 Accessories Smoke extract fans | BPF | 878 | EUR
95579 | BPF 1000 |  | 208 Accessories Ventilation | 20819 Accessories Smoke extract fans | BPF | 902 | EUR
95580 | BPF 1120 |  | 208 Accessories Ventilation | 20819 Accessories Smoke extract fans | BPF | 926 | EUR
95581 | BPF 1250 |  | 208 Accessories Ventilation | 20819 Accessories Smoke extract fans | BPF | 1160 | EUR
95592 | BPN 315 |  | 208 Accessories Ventilation | 20819 Accessories Smoke extract fans | BPN | 485 | EUR
95593 | BPN 355 |  | 208 Accessories Ventilation | 20819 Accessories Smoke extract fans | BPN | 498 | EUR
95594 | BPN 400 |  | 208 Accessories Ventilation | 20819 Accessories Smoke extract fans | BPN | 581 | EUR
95596 | BPN 500 |  | 208 Accessories Ventilation | 20819 Accessories Smoke extract fans | BPN | 633 | EUR
95597 | BPN 560 |  | 208 Accessories Ventilation | 20819 Accessories Smoke extract fans | BPN | 547 | EUR
95598 | BPN 710 |  | 208 Accessories Ventilation | 20819 Accessories Smoke extract fans | BPN | 808 | EUR
95599 | BPN 800 |  | 208 Accessories Ventilation | 20819 Accessories Smoke extract fans | BPN | 965 | EUR
95600 | BPN 900 |  | 208 Accessories Ventilation | 20819 Accessories Smoke extract fans | BPN | 971 | EUR
95601 | BPN 1000 |  | 208 Accessories Ventilation | 20819 Accessories Smoke extract fans | BPN | 1006 | EUR
95602 | BPN 1120 |  | 208 Accessories Ventilation | 20819 Accessories Smoke extract fans | BPN | 1052 | EUR
95603 | BPN 1250 |  | 208 Accessories Ventilation | 20819 Accessories Smoke extract fans | BPN | 1364 | EUR
95604 | BPN 630 |  | 208 Accessories Ventilation | 20819 Accessories Smoke extract fans | BPN | 800 | EUR
95605 | BPF 630 |  | 208 Accessories Ventilation | 20819 Accessories Smoke extract fans | BPN | 694 | EUR
95458 | DRAIN NIPPLE BKF |  | 208 Accessories Ventilation | 20819 Accessories Smoke extract fans | DN BKF | 55 | EUR
95595 | BPN 450 |  | 208 Accessories Ventilation | 20819 Accessories Smoke extract fans | ESDV | 566 | EUR
95211 | FDG-F 800-1000 |  | 208 Accessories Ventilation | 20819 Accessories Smoke extract fans | FDG/F | 905 | EUR
95583 | FDG-F 1120 |  | 208 Accessories Ventilation | 20819 Accessories Smoke extract fans | FDG/F | 1120 | EUR
95584 | FDG-F 1250 |  | 208 Accessories Ventilation | 20819 Accessories Smoke extract fans | FDG/F | 1327 | EUR
309940 | FDG-F 315-355 |  | 208 Accessories Ventilation | 20819 Accessories Smoke extract fans | FDG/F | 490 | EUR
309941 | FDG-F 400-450 |  | 208 Accessories Ventilation | 20819 Accessories Smoke extract fans | FDG/F | 551 | EUR
309942 | FDG-F 500-560 |  | 208 Accessories Ventilation | 20819 Accessories Smoke extract fans | FDG/F | 634 | EUR
309943 | FDG-F 630 |  | 208 Accessories Ventilation | 20819 Accessories Smoke extract fans | FDG/F | 665 | EUR
9995501 | FDG-F 710 |  | 208 Accessories Ventilation | 20819 Accessories Smoke extract fans | FDG/F | 793 | EUR
9995574 | FDG-F-L 630 |  | 208 Accessories Ventilation | 20819 Accessories Smoke extract fans | FDG/F | 1046 | EUR
9995576 | FDG-F-L 800-1000 |  | 208 Accessories Ventilation | 20819 Accessories Smoke extract fans | FDG/F | 1294 | EUR
95116 | FDGE-F 315-355 roof socket |  | 208 Accessories Ventilation | 20819 Accessories Smoke extract fans | FDGE/F | 816 | EUR
95117 | FDGE-F 400-450 roof socket |  | 208 Accessories Ventilation | 20819 Accessories Smoke extract fans | FDGE/F | 954 | EUR
95118 | FDGE-F 500-560 roof socket |  | 208 Accessories Ventilation | 20819 Accessories Smoke extract fans | FDGE/F | 1425 | EUR
95119 | FDGE-F 630 roof socket |  | 208 Accessories Ventilation | 20819 Accessories Smoke extract fans | FDGE/F | 1502 | EUR
95216 | FDGE-F 800-1000 roof socket |  | 208 Accessories Ventilation | 20819 Accessories Smoke extract fans | FDGE/F | 1605 | EUR
38360 | FGV 025/416-416 flex. 120°C |  | 208 Accessories Ventilation | 20819 Accessories Smoke extract fans | FGV | 105 | EUR
38361 | FGV 042/586-586 flex. 120°C |  | 208 Accessories Ventilation | 20819 Accessories Smoke extract fans | FGV | 110 | EUR
38362 | FGV 062/716-716 flex. 120°C |  | 208 Accessories Ventilation | 20819 Accessories Smoke extract fans | FGV | 125 | EUR
38363 | FGV 100/916-916 flex. 120°C |  | 208 Accessories Ventilation | 20819 Accessories Smoke extract fans | FGV | 180 | EUR
95734 | FLC BKF 315-355 |  | 208 Accessories Ventilation | 20819 Accessories Smoke extract fans | FLC BKF | 129 | EUR
95735 | FLC BKF 400-450 |  | 208 Accessories Ventilation | 20819 Accessories Smoke extract fans | FLC BKF | 147 | EUR
95736 | FLC BKF 500-560 |  | 208 Accessories Ventilation | 20819 Accessories Smoke extract fans | FLC BKF | 161 | EUR
95737 | FLC BKF 630 |  | 208 Accessories Ventilation | 20819 Accessories Smoke extract fans | FLC BKF | 175 | EUR
95738 | FLC BKF 800 |  | 208 Accessories Ventilation | 20819 Accessories Smoke extract fans | FLC BKF | 195 | EUR
9995577 | FLC BKF 710 |  | 208 Accessories Ventilation | 20819 Accessories Smoke extract fans | FLC BKF | 192 | EUR
95348 | FSL 630-XS/XL Flap snow load |  | 208 Accessories Ventilation | 20819 Accessories Smoke extract fans | FSL | 1442 | EUR
95349 | FSL 800-XS/XL-LOW Flap snow lo |  | 208 Accessories Ventilation | 20819 Accessories Smoke extract fans | FSL | 1862 | EUR
95350 | FSL 800-XS/XL-HIGH Flap snow l |  | 208 Accessories Ventilation | 20819 Accessories Smoke extract fans | FSL | 1994 | EUR
95353 | FSL 1000-XL/XM/XP Flap snow |  | 208 Accessories Ventilation | 20819 Accessories Smoke extract fans | FSL | 2106 | EUR
95415 | FSL 560-XL Flaps snow load |  | 208 Accessories Ventilation | 20819 Accessories Smoke extract fans | FSL | 1323 | EUR
95767 | FSL 800-XS/XL-HIGH/F600 |  | 208 Accessories Ventilation | 20819 Accessories Smoke extract fans | FSL | 1999 | EUR
74808 | MRH 1250 |  | 208 Accessories Ventilation | 20819 Accessories Smoke extract fans | MRH | 14337 | EUR
95552 | MRH 1000 |  | 208 Accessories Ventilation | 20819 Accessories Smoke extract fans | MRH | 9006 | EUR
95553 | MRH 1120 |  | 208 Accessories Ventilation | 20819 Accessories Smoke extract fans | MRH | 12350 | EUR
95754 | MRH 900 |  | 208 Accessories Ventilation | 20819 Accessories Smoke extract fans | MRH | 8963 | EUR
95755 | MRH 800 |  | 208 Accessories Ventilation | 20819 Accessories Smoke extract fans | MRH | 8290 | EUR
95756 | MRH 710 |  | 208 Accessories Ventilation | 20819 Accessories Smoke extract fans | MRH | 8230 | EUR
95757 | MRH 630 |  | 208 Accessories Ventilation | 20819 Accessories Smoke extract fans | MRH | 7405 | EUR
95758 | MRH 560 |  | 208 Accessories Ventilation | 20819 Accessories Smoke extract fans | MRH | 7404 | EUR
95759 | MRH 500 |  | 208 Accessories Ventilation | 20819 Accessories Smoke extract fans | MRH | 7409 | EUR
95762 | MRH 450 |  | 208 Accessories Ventilation | 20819 Accessories Smoke extract fans | MRH | 7319 | EUR
95763 | MRH 400 |  | 208 Accessories Ventilation | 20819 Accessories Smoke extract fans | MRH | 7339 | EUR
95773 | MRH-H 630 H=1500 |  | 208 Accessories Ventilation | 20819 Accessories Smoke extract fans | MRH | 7629 | EUR
95774 | MRH-H 1000 H=1500 |  | 208 Accessories Ventilation | 20819 Accessories Smoke extract fans | MRH | 10025 | EUR
95777 | MRH-H 900 H=1500 |  | 208 Accessories Ventilation | 20819 Accessories Smoke extract fans | MRH | 9919 | EUR
95778 | MRH-H 560 H=1500 |  | 208 Accessories Ventilation | 20819 Accessories Smoke extract fans | MRH | 7590 | EUR
95744 | PG-BKF 315-355 |  | 208 Accessories Ventilation | 20819 Accessories Smoke extract fans | PG BKF | 126 | EUR
95745 | PG-BKF 400-450 |  | 208 Accessories Ventilation | 20819 Accessories Smoke extract fans | PG BKF | 151 | EUR
95746 | PG-BKF 500-560 |  | 208 Accessories Ventilation | 20819 Accessories Smoke extract fans | PG BKF | 243 | EUR
95747 | PG-BKF 630-710 |  | 208 Accessories Ventilation | 20819 Accessories Smoke extract fans | PG BKF | 263 | EUR
95748 | PG-BKF 800 |  | 208 Accessories Ventilation | 20819 Accessories Smoke extract fans | PG BKF | 296 | EUR
95217 | SSG-F 800-1000 |  | 208 Accessories Ventilation | 20819 Accessories Smoke extract fans | SSG/F | 2234 | EUR
309944 | SSG-F 315-355 |  | 208 Accessories Ventilation | 20819 Accessories Smoke extract fans | SSG/F | 748 | EUR
309945 | SSG-F 400-450 |  | 208 Accessories Ventilation | 20819 Accessories Smoke extract fans | SSG/F | 818 | EUR
309946 | SSG-F 500-560 |  | 208 Accessories Ventilation | 20819 Accessories Smoke extract fans | SSG/F | 1356 | EUR
309947 | SSG-F 630 |  | 208 Accessories Ventilation | 20819 Accessories Smoke extract fans | SSG/F | 1836 | EUR
9995502 | SSG-F 710 |  | 208 Accessories Ventilation | 20819 Accessories Smoke extract fans | SSG/F | 2177 | EUR
95087 | SSGE-F 315-355 socket silencer |  | 208 Accessories Ventilation | 20819 Accessories Smoke extract fans | SSGE/F | 1173 | EUR
95113 | SSGE-F 400-450 socket silencer |  | 208 Accessories Ventilation | 20819 Accessories Smoke extract fans | SSGE/F | 1420 | EUR
95114 | SSGE-F 500-560 socket silencer |  | 208 Accessories Ventilation | 20819 Accessories Smoke extract fans | SSGE/F | 1993 | EUR
95115 | SSGE-F 630 socket silencer |  | 208 Accessories Ventilation | 20819 Accessories Smoke extract fans | SSGE/F | 1693 | EUR
95218 | SSGE-F 800-1000 socket silence |  | 208 Accessories Ventilation | 20819 Accessories Smoke extract fans | SSGE/F | 2208 | EUR
95585 | TRF-DVV 560-transition frame |  | 208 Accessories Ventilation | 20819 Accessories Smoke extract fans | TRF | 308 | EUR
95586 | TRF-DVV 630 -transtion frame |  | 208 Accessories Ventilation | 20819 Accessories Smoke extract fans | TRF | 326 | EUR
95587 | TRF-DVV 800-transition frame |  | 208 Accessories Ventilation | 20819 Accessories Smoke extract fans | TRF | 362 | EUR
95588 | TRF-DVV 1000-transition frame |  | 208 Accessories Ventilation | 20819 Accessories Smoke extract fans | TRF | 440 | EUR
95589 | TRF-DVV 560 to DVG 400-450 |  | 208 Accessories Ventilation | 20819 Accessories Smoke extract fans | TRF | 257 | EUR
305492 | UGF 280 Transition flange |  | 208 Accessories Ventilation | 20819 Accessories Smoke extract fans | UGF | 114 | EUR
305493 | UGF 315 Transition flange |  | 208 Accessories Ventilation | 20819 Accessories Smoke extract fans | UGF | 117 | EUR
305494 | UGF 355 Transition flange |  | 208 Accessories Ventilation | 20819 Accessories Smoke extract fans | UGF | 119 | EUR
95133 | VKG-F 800-1000 shutter |  | 208 Accessories Ventilation | 20819 Accessories Smoke extract fans | VKG/F | 743 | EUR
309952 | VKG-F 315-450 shutter |  | 208 Accessories Ventilation | 20819 Accessories Smoke extract fans | VKG/F | 245 | EUR
309953 | VKG-F 500-560 shutter |  | 208 Accessories Ventilation | 20819 Accessories Smoke extract fans | VKG/F | 373 | EUR
309954 | VKG-F 630 shutter |  | 208 Accessories Ventilation | 20819 Accessories Smoke extract fans | VKG/F | 419 | EUR
95739 | WPR BKF 315-355 |  | 208 Accessories Ventilation | 20819 Accessories Smoke extract fans | WPR BKF | 69 | EUR
95740 | WPR BKF 400-450 |  | 208 Accessories Ventilation | 20819 Accessories Smoke extract fans | WPR BKF | 73 | EUR
95741 | WPR BKF 500-560 |  | 208 Accessories Ventilation | 20819 Accessories Smoke extract fans | WPR BKF | 78 | EUR
95742 | WPR BKF 630 |  | 208 Accessories Ventilation | 20819 Accessories Smoke extract fans | WPR BKF | 97 | EUR
95743 | WPR BKF 710-800 |  | 208 Accessories Ventilation | 20819 Accessories Smoke extract fans | WPR BKF | 95 | EUR
9995819 | WPR BKF 315-450 M80 |  | 208 Accessories Ventilation | 20819 Accessories Smoke extract fans | WPR BKF | 58 | EUR
9995820 | WPR BKF 315-450 M90 |  | 208 Accessories Ventilation | 20819 Accessories Smoke extract fans | WPR BKF | 59 | EUR
300886 | DF AJ8 315 guide vane Jet |  | 208 Accessories Ventilation | 20820 Accessories Axial fans | DF-AJ | 82 | EUR
300887 | DF AJ8 355 guide vane Jet |  | 208 Accessories Ventilation | 20820 Accessories Axial fans | DF-AJ | 88 | EUR
303989 | DF AJ8 400 guide vane Jet |  | 208 Accessories Ventilation | 20820 Accessories Axial fans | DF-AJ | 92 | EUR
314420 | DF AJR 315-AD |  | 208 Accessories Ventilation | 20820 Accessories Axial fans | DF-AJ | 82 | EUR
314528 | DF AJR 355-AD |  | 208 Accessories Ventilation | 20820 Accessories Axial fans | DF-AJ | 88 | EUR
314531 | DF AJR 400-AD |  | 208 Accessories Ventilation | 20820 Accessories Axial fans | DF-AJ | 92 | EUR
308869 | EV-AR 200 flex.conn. 70°C |  | 208 Accessories Ventilation | 20820 Accessories Axial fans | EV-AR/AXC | 97 | EUR
311174 | EV-AR 250 flex.conn. 70°C |  | 208 Accessories Ventilation | 20820 Accessories Axial fans | EV-AR/AXC | 102 | EUR
311163 | EVH 250 flex.conn. AXCBF/AR |  | 208 Accessories Ventilation | 20820 Accessories Axial fans | EVH | 272 | EUR
308868 | GFL-AR 200 counter flange |  | 208 Accessories Ventilation | 20820 Accessories Axial fans | GFL-AR/AXC | 27 | EUR
311162 | GFL-AR/AXCBF 250 counterflange |  | 208 Accessories Ventilation | 20820 Accessories Axial fans | GFL-AXCBF | 33 | EUR
313300 | MFA-AR/AXCBF 250 mounting foot |  | 208 Accessories Ventilation | 20820 Accessories Axial fans | MFA-AR/AXC | 31 | EUR
308725 | MFA-AXCBF 315 mounting foot |  | 208 Accessories Ventilation | 20820 Accessories Axial fans | MFA-AXCBF | 36 | EUR
308726 | MFA-AXCBF 400 mounting foot |  | 208 Accessories Ventilation | 20820 Accessories Axial fans | MFA-AXCBF | 41 | EUR
308727 | MFA-AXCBF 500 mounting foot |  | 208 Accessories Ventilation | 20820 Accessories Axial fans | MFA-AXCBF | 57 | EUR
313298 | SG AR 200 guard grill |  | 208 Accessories Ventilation | 20820 Accessories Axial fans | SG-AR/AXC | 30 | EUR
313299 | SG AR/AXCBF 250 guard grill |  | 208 Accessories Ventilation | 20820 Accessories Axial fans | SG-AR/AXC | 32 | EUR
3397 | SG AW 800 Guard grill (GFC) |  | 208 Accessories Ventilation | 20820 Accessories Axial fans | SG-AW | 225 | EUR
3398 | SG AW 1000 Guard 6 Pole (GFC) |  | 208 Accessories Ventilation | 20820 Accessories Axial fans | SG-AW | 316 | EUR
94700 | SG AW 710 Guard grill (GFC) |  | 208 Accessories Ventilation | 20820 Accessories Axial fans | SG-AW | 157 | EUR
301300 | SG AW 910 Guard grill (GFC) |  | 208 Accessories Ventilation | 20820 Accessories Axial fans | SG-AW | 272 | EUR
30600 | SG AW-D BGr 035, RAL 9005 |  | 208 Accessories Ventilation | 20820 Accessories Axial fans | SG-AW-D | 88 | EUR
30601 | SG AW-D BGr 040, RAL 9005 |  | 208 Accessories Ventilation | 20820 Accessories Axial fans | SG-AW-D | 90 | EUR
30602 | SG AW-D BGr 045/042, RAL 9005 |  | 208 Accessories Ventilation | 20820 Accessories Axial fans | SG-AW-D | 97 | EUR
30603 | SG AW-D BGr 050, RAL 9005 |  | 208 Accessories Ventilation | 20820 Accessories Axial fans | SG-AW-D | 101 | EUR
30604 | SG AW-D BGr 056, RAL 9005 |  | 208 Accessories Ventilation | 20820 Accessories Axial fans | SG-AW-D | 123 | EUR
30605 | SG AW-D BGr 065, RAL 9005 |  | 208 Accessories Ventilation | 20820 Accessories Axial fans | SG-AW-D | 152 | EUR
30606 | SG AW-D BGr 071, RAL 9005 |  | 208 Accessories Ventilation | 20820 Accessories Axial fans | SG-AW-D | 155 | EUR
311687 | vibration transmitter VTV122 |  | 208 Accessories Ventilation | 20820 Accessories Axial fans | VIB-AXC | 477 | EUR
2727 | ALS-KBR drain plug |  | 208 Accessories Ventilation | 20899 Other Accessories Ventilation | ALS | 102 | EUR
9567 | ASF 190/225 inlet flange DVS |  | 208 Accessories Ventilation | 20899 Other Accessories Ventilation | ASF | 14 | EUR
9568 | ASF 310/311 inlet flange DVS |  | 208 Accessories Ventilation | 20899 Other Accessories Ventilation | ASF | 20 | EUR
9569 | ASF 355-500 inlet flange DVS |  | 208 Accessories Ventilation | 20899 Other Accessories Ventilation | ASF | 26 | EUR
9570 | ASF 560/630 inlet flange DVS |  | 208 Accessories Ventilation | 20899 Other Accessories Ventilation | ASF | 41 | EUR
9571 | ASF 710 inlet flange DVS |  | 208 Accessories Ventilation | 20899 Other Accessories Ventilation | ASF | 82 | EUR
9572 | ASF 800/900 inlet flange DVS |  | 208 Accessories Ventilation | 20899 Other Accessories Ventilation | ASF | 121 | EUR
311519 | ASF-DVP 200 inlet flange |  | 208 Accessories Ventilation | 20899 Other Accessories Ventilation | ASF | 73 | EUR
311520 | ASF-DVP 250 inlet flange |  | 208 Accessories Ventilation | 20899 Other Accessories Ventilation | ASF | 93 | EUR
311521 | ASF-DVP 315 inlet flange |  | 208 Accessories Ventilation | 20899 Other Accessories Ventilation | ASF | 116 | EUR
311522 | ASF-DVP 400 inlet flange |  | 208 Accessories Ventilation | 20899 Other Accessories Ventilation | ASF | 148 | EUR
3700 | ASFV G315-450 flange |  | 208 Accessories Ventilation | 20899 Other Accessories Ventilation | ASFV | 58 | EUR
3702 | ASFV G630 flange |  | 208 Accessories Ventilation | 20899 Other Accessories Ventilation | ASFV | 86 | EUR
95121 | ASFV G500-560 flange |  | 208 Accessories Ventilation | 20899 Other Accessories Ventilation | ASFV | 81 | EUR
95219 | ASFV G800-1000 flange |  | 208 Accessories Ventilation | 20899 Other Accessories Ventilation | ASFV | 156 | EUR
161190 | ASK 190/225 inflow box SSS |  | 208 Accessories Ventilation | 20899 Other Accessories Ventilation | ASK | 115 | EUR
161191 | ASK 310/311 inflow box SSS |  | 208 Accessories Ventilation | 20899 Other Accessories Ventilation | ASK | 139 | EUR
161192 | ASK 355/400 inflow box SSS |  | 208 Accessories Ventilation | 20899 Other Accessories Ventilation | ASK | 155 | EUR
161193 | ASK 450/500 inflow box SSS |  | 208 Accessories Ventilation | 20899 Other Accessories Ventilation | ASK | 174 | EUR
161194 | ASK 560/630 inflow box SSS |  | 208 Accessories Ventilation | 20899 Other Accessories Ventilation | ASK | 205 | EUR
161195 | ASK 710 inflow box SSS |  | 208 Accessories Ventilation | 20899 Other Accessories Ventilation | ASK | 232 | EUR
300902 | ASK 190/225 inflow box SSD |  | 208 Accessories Ventilation | 20899 Other Accessories Ventilation | ASK | 74 | EUR
300904 | ASK 310/311 inflow box SSD |  | 208 Accessories Ventilation | 20899 Other Accessories Ventilation | ASK | 85 | EUR
300905 | ASK 355/400 inflow box SSD |  | 208 Accessories Ventilation | 20899 Other Accessories Ventilation | ASK | 145 | EUR
300907 | ASK 450/500 inflow box SSD |  | 208 Accessories Ventilation | 20899 Other Accessories Ventilation | ASK | 167 | EUR
300908 | ASK 560/630 inflow box SSD |  | 208 Accessories Ventilation | 20899 Other Accessories Ventilation | ASK | 272 | EUR
300910 | ASK 710 inflow box SSD |  | 208 Accessories Ventilation | 20899 Other Accessories Ventilation | ASK | 312 | EUR
309229 | ASK 315M/L TFSK for SSD 315 |  | 208 Accessories Ventilation | 20899 Other Accessories Ventilation | ASK | 138 | EUR
311681 | CCM outlet MUB062 d630 |  | 208 Accessories Ventilation | 20899 Other Accessories Ventilation | CCM | 98 | EUR
311682 | CCM outlet MUB042 d400 |  | 208 Accessories Ventilation | 20899 Other Accessories Ventilation | CCM | 74 | EUR
311683 | CCM outlet MUB042 d500 |  | 208 Accessories Ventilation | 20899 Other Accessories Ventilation | CCM | 84 | EUR
311684 | CCM outlet MUB062 d560 |  | 208 Accessories Ventilation | 20899 Other Accessories Ventilation | CCM | 93 | EUR
311780 | CCM inlet MUB042 d400 |  | 208 Accessories Ventilation | 20899 Other Accessories Ventilation | CCM | 43 | EUR
311781 | CCM inlet MUB042 d500 |  | 208 Accessories Ventilation | 20899 Other Accessories Ventilation | CCM | 45 | EUR
311782 | CCM inlet MUB062 d560 |  | 208 Accessories Ventilation | 20899 Other Accessories Ventilation | CCM | 1288 | EUR
311783 | CCM inlet MUB062 d630 |  | 208 Accessories Ventilation | 20899 Other Accessories Ventilation | CCM | 54 | EUR
312535 | CCM outlet MUB025 d315 |  | 208 Accessories Ventilation | 20899 Other Accessories Ventilation | CCM | 72 | EUR
312562 | CCM inlet MUB025 d315 |  | 208 Accessories Ventilation | 20899 Other Accessories Ventilation | CCM | 36 | EUR
312718 | CCM inlet MUB025 d355 |  | 208 Accessories Ventilation | 20899 Other Accessories Ventilation | CCM | 43 | EUR
312719 | CCM outlet MUB025 d355 |  | 208 Accessories Ventilation | 20899 Other Accessories Ventilation | CCM | 73 | EUR
239091 | CCMI outlet 025 d315 KIT 30mm |  | 208 Accessories Ventilation | 20899 Other Accessories Ventilation | CCMI | 206 | EUR
239092 | CCMI outlet 025 d355 KIT 30mm |  | 208 Accessories Ventilation | 20899 Other Accessories Ventilation | CCMI | 221 | EUR
239093 | CCMI outlet 042 d400 KIT 30mm |  | 208 Accessories Ventilation | 20899 Other Accessories Ventilation | CCMI | 268 | EUR
239094 | CCMI outlet 042 d500 KIT 30mm |  | 208 Accessories Ventilation | 20899 Other Accessories Ventilation | CCMI | 294 | EUR
239095 | CCMI outlet 062 d560 KIT 30mm |  | 208 Accessories Ventilation | 20899 Other Accessories Ventilation | CCMI | 371 | EUR
239096 | CCMI outlet 062 d630 KIT 30mm |  | 208 Accessories Ventilation | 20899 Other Accessories Ventilation | CCMI | 381 | EUR
454625 | M-SG 025/418x418 |  | 208 Accessories Ventilation | 20899 Other Accessories Ventilation | EGS | 66 | EUR
454626 | M-SG 042/588x588 |  | 208 Accessories Ventilation | 20899 Other Accessories Ventilation | EGS | 90 | EUR
454627 | M-SG 062/718x718 |  | 208 Accessories Ventilation | 20899 Other Accessories Ventilation | EGS | 132 | EUR
466517 | M-SG Kit 025 |  | 208 Accessories Ventilation | 20899 Other Accessories Ventilation | EGS | 473 | EUR
95539 | ESDG 315-450 inlet cone VKG/F |  | 208 Accessories Ventilation | 20899 Other Accessories Ventilation | ESDV | 113 | EUR
95540 | ESDG 500-560 inlet cone VKG/F |  | 208 Accessories Ventilation | 20899 Other Accessories Ventilation | ESDV | 146 | EUR
95541 | ESDG 630-710 inlet cone VKG/F |  | 208 Accessories Ventilation | 20899 Other Accessories Ventilation | ESDV | 160 | EUR
95542 | ESDG 800-1000 inlet cone VKG/F |  | 208 Accessories Ventilation | 20899 Other Accessories Ventilation | ESDV | 216 | EUR
9548 | FDS 190/225 flat roof socket |  | 208 Accessories Ventilation | 20899 Other Accessories Ventilation | FDS | 255 | EUR
9549 | FDS 310/311 flat roof socket |  | 208 Accessories Ventilation | 20899 Other Accessories Ventilation | FDS | 305 | EUR
9550 | FDS 355/400 flat roof socket |  | 208 Accessories Ventilation | 20899 Other Accessories Ventilation | FDS | 388 | EUR
9551 | FDS 450/500 flat roof socket |  | 208 Accessories Ventilation | 20899 Other Accessories Ventilation | FDS | 428 | EUR
9552 | FDS 560/630 flat roof socket |  | 208 Accessories Ventilation | 20899 Other Accessories Ventilation | FDS | 554 | EUR
9553 | FDS 710 flat roof socket |  | 208 Accessories Ventilation | 20899 Other Accessories Ventilation | FDS | 605 | EUR
9554 | FDS 800/900/DVN flat roof sock |  | 208 Accessories Ventilation | 20899 Other Accessories Ventilation | FDS | 1075 | EUR
30010 | FDS 315 M/LTFSK flat r. so. |  | 208 Accessories Ventilation | 20899 Other Accessories Ventilation | FDS | 331 | EUR
95278 | FDS-L 190/225 flat roof socket |  | 208 Accessories Ventilation | 20899 Other Accessories Ventilation | FDS | 322 | EUR
95279 | FDS-L 310/311 flat roof socket |  | 208 Accessories Ventilation | 20899 Other Accessories Ventilation | FDS | 388 | EUR
95280 | FDS-L 315 M/LTFSK flat r. so. |  | 208 Accessories Ventilation | 20899 Other Accessories Ventilation | FDS | 625 | EUR
95281 | FDS-L 355/400 flat roof socket |  | 208 Accessories Ventilation | 20899 Other Accessories Ventilation | FDS | 640 | EUR
95282 | FDS-L 450/500 flat roof socket |  | 208 Accessories Ventilation | 20899 Other Accessories Ventilation | FDS | 676 | EUR
95283 | FDS-L 560/630 flat roof socket |  | 208 Accessories Ventilation | 20899 Other Accessories Ventilation | FDS | 1160 | EUR
95284 | FDS-L 710 flat roof socket |  | 208 Accessories Ventilation | 20899 Other Accessories Ventilation | FDS | 1650 | EUR
95285 | FDS-L 800/900/DVN flat roof so |  | 208 Accessories Ventilation | 20899 Other Accessories Ventilation | FDS | 2453 | EUR
30248 | FTG 450/499/500 Tilting device |  | 208 Accessories Ventilation | 20899 Other Accessories Ventilation | FTG | 149 | EUR
30507 | FTG 310/311/315 Tilting device |  | 208 Accessories Ventilation | 20899 Other Accessories Ventilation | FTG | 129 | EUR
30508 | FTG 355/400 Tilting device |  | 208 Accessories Ventilation | 20899 Other Accessories Ventilation | FTG | 137 | EUR
30509 | FTG 560/630 Tilting device |  | 208 Accessories Ventilation | 20899 Other Accessories Ventilation | FTG | 240 | EUR
30569 | Mountingset for FTG 310-400 |  | 208 Accessories Ventilation | 20899 Other Accessories Ventilation | FTG | 16 | EUR
30570 | Mounting set FTG 450-630 |  | 208 Accessories Ventilation | 20899 Other Accessories Ventilation | FTG | 24 | EUR
2705 | GFL 40-20 Counter flange |  | 208 Accessories Ventilation | 20899 Other Accessories Ventilation | GFL | 67 | EUR
2706 | GFL 50-25 Counter flange |  | 208 Accessories Ventilation | 20899 Other Accessories Ventilation | GFL | 67 | EUR
2707 | GFL 50-30 Counter flange |  | 208 Accessories Ventilation | 20899 Other Accessories Ventilation | GFL | 72 | EUR
2708 | GFL 60-30 Counter flange |  | 208 Accessories Ventilation | 20899 Other Accessories Ventilation | GFL | 72 | EUR
2709 | GFL 60-35 Counter flange |  | 208 Accessories Ventilation | 20899 Other Accessories Ventilation | GFL | 72 | EUR
2710 | GFL 70-40 Counter flange |  | 208 Accessories Ventilation | 20899 Other Accessories Ventilation | GFL | 77 | EUR
2711 | GFL 80-50 Counter flange |  | 208 Accessories Ventilation | 20899 Other Accessories Ventilation | GFL | 77 | EUR
278451 | GRU 025 MUB+Filter base frame |  | 208 Accessories Ventilation | 20899 Other Accessories Ventilation | GRU | 247 | EUR
278452 | GRU 042 MUB+Filter base frame |  | 208 Accessories Ventilation | 20899 Other Accessories Ventilation | GRU | 273 | EUR
278453 | GRU 062 MUB+Filter base frame |  | 208 Accessories Ventilation | 20899 Other Accessories Ventilation | GRU | 276 | EUR
95354 | HSDV 630-XS/XL mntd on DVV |  | 208 Accessories Ventilation | 20899 Other Accessories Ventilation | HSDV | 1571 | EUR
95355 | HSDV 560-XS,XM,XL mntd on DVV |  | 208 Accessories Ventilation | 20899 Other Accessories Ventilation | HSDV | 1342 | EUR
95356 | HSDV 800-XS/XL-LOW mntd DVV |  | 208 Accessories Ventilation | 20899 Other Accessories Ventilation | HSDV | 2254 | EUR
95357 | HSDV 800-XS/XL-HIGH mntd DVV |  | 208 Accessories Ventilation | 20899 Other Accessories Ventilation | HSDV | 2534 | EUR
95358 | HSDV 1000-XL/XM/XP mntd on DVV |  | 208 Accessories Ventilation | 20899 Other Accessories Ventilation | HSDV | 3326 | EUR
9095 | dial to Transformer |  | 208 Accessories Ventilation | 20899 Other Accessories Ventilation | RE | 1 | EUR
314439 | Rooflight Dome 120/120 K30 |  | 208 Accessories Ventilation | 20899 Other Accessories Ventilation | SCP | 2554 | EUR
273933 | SDM Service Door MUB 025 30mm |  | 208 Accessories Ventilation | 20899 Other Accessories Ventilation | SDM | 149 | EUR
273934 | SDM Service Door MUB 042 30mm |  | 208 Accessories Ventilation | 20899 Other Accessories Ventilation | SDM | 160 | EUR
273935 | SDM Service Door MUB 062 30mm |  | 208 Accessories Ventilation | 20899 Other Accessories Ventilation | SDM | 191 | EUR
523560 | SDM Service Door MUB 100 30mm |  | 208 Accessories Ventilation | 20899 Other Accessories Ventilation | SDM | 307 | EUR
32567 | SD rubber mount 4Pcs f. PRF125 |  | 208 Accessories Ventilation | 20899 Other Accessories Ventilation | SD-PRF | 88 | EUR
32568 | SD rubber mou. 4Pcs PRF160-250 |  | 208 Accessories Ventilation | 20899 Other Accessories Ventilation | SD-PRF | 104 | EUR
338445 | SD rubber mount PRF 125-140 |  | 208 Accessories Ventilation | 20899 Other Accessories Ventilation | SD-PRF | 37 | EUR
338446 | SD rubber mount PRF 160-355 |  | 208 Accessories Ventilation | 20899 Other Accessories Ventilation | SD-PRF | 52 | EUR
338447 | SD rubber mount PRF 400-500 |  | 208 Accessories Ventilation | 20899 Other Accessories Ventilation | SD-PRF | 84 | EUR
3781 | SDS 560/630 slant. roof socket |  | 208 Accessories Ventilation | 20899 Other Accessories Ventilation | SDS | 1495 | EUR
3783 | SDS 190/225 slant. roof socket |  | 208 Accessories Ventilation | 20899 Other Accessories Ventilation | SDS | 551 | EUR
3784 | SDS 310/311 slant. roof socket |  | 208 Accessories Ventilation | 20899 Other Accessories Ventilation | SDS | 664 | EUR
3785 | SDS 355/400 slant. roof socket |  | 208 Accessories Ventilation | 20899 Other Accessories Ventilation | SDS | 770 | EUR
3786 | SDS 450-500 slant. roof socket |  | 208 Accessories Ventilation | 20899 Other Accessories Ventilation | SDS | 974 | EUR
3789 | SDS 710 slant. roof socket |  | 208 Accessories Ventilation | 20899 Other Accessories Ventilation | SDS | 1512 | EUR
5555 | SG 150 Protection guard |  | 208 Accessories Ventilation | 20899 Other Accessories Ventilation | SG | 9 | EUR
5606 | SG 100 Protection guard |  | 208 Accessories Ventilation | 20899 Other Accessories Ventilation | SG | 7 | EUR
5607 | SG 125 Protection guard |  | 208 Accessories Ventilation | 20899 Other Accessories Ventilation | SG | 8 | EUR
5608 | SG 160 Protection guard |  | 208 Accessories Ventilation | 20899 Other Accessories Ventilation | SG | 10 | EUR
5609 | SG 200 Protection guard |  | 208 Accessories Ventilation | 20899 Other Accessories Ventilation | SG | 13 | EUR
5610 | SG 250 Protection guard |  | 208 Accessories Ventilation | 20899 Other Accessories Ventilation | SG | 16 | EUR
5611 | SG 315 Protection guard |  | 208 Accessories Ventilation | 20899 Other Accessories Ventilation | SG | 18 | EUR
5612 | SG 355 Protection guard |  | 208 Accessories Ventilation | 20899 Other Accessories Ventilation | SG | 22 | EUR
5613 | SG 400 Protection guard |  | 208 Accessories Ventilation | 20899 Other Accessories Ventilation | SG | 25 | EUR
5614 | SG 450 Protection guard |  | 208 Accessories Ventilation | 20899 Other Accessories Ventilation | SG | 35 | EUR
5615 | SG 500 Protection guard |  | 208 Accessories Ventilation | 20899 Other Accessories Ventilation | SG | 39 | EUR
9560 | SSD 190/225 socket silencer |  | 208 Accessories Ventilation | 20899 Other Accessories Ventilation | SSD | 419 | EUR
9561 | SSD 310/311 socket silencer |  | 208 Accessories Ventilation | 20899 Other Accessories Ventilation | SSD | 579 | EUR
9562 | SSD 355/400 socket silencer |  | 208 Accessories Ventilation | 20899 Other Accessories Ventilation | SSD | 782 | EUR
9563 | SSD 450-500 socket silencer |  | 208 Accessories Ventilation | 20899 Other Accessories Ventilation | SSD | 851 | EUR
9564 | SSD 560/630 socket silencer |  | 208 Accessories Ventilation | 20899 Other Accessories Ventilation | SSD | 1409 | EUR
9565 | SSD 710 socket silencer |  | 208 Accessories Ventilation | 20899 Other Accessories Ventilation | SSD | 1936 | EUR
9566 | SSD 800/900 socket silencer |  | 208 Accessories Ventilation | 20899 Other Accessories Ventilation | SSD | 3018 | EUR
30086 | SSD 315 M/L TFSK Socket sil. |  | 208 Accessories Ventilation | 20899 Other Accessories Ventilation | SSD | 683 | EUR
79855 | SSD-L 190/225 Socket silencer |  | 208 Accessories Ventilation | 20899 Other Accessories Ventilation | SSD | 514 | EUR
79856 | SSD-L 310/311 Socket silencer |  | 208 Accessories Ventilation | 20899 Other Accessories Ventilation | SSD | 685 | EUR
95058 | SSD 710 ZM socket sil |  | 208 Accessories Ventilation | 20899 Other Accessories Ventilation | SSD | 2060 | EUR
95060 | SSD 450/500 ZM socket sil |  | 208 Accessories Ventilation | 20899 Other Accessories Ventilation | SSD | 714 | EUR
95061 | SSD 355/400 ZM socket sil |  | 208 Accessories Ventilation | 20899 Other Accessories Ventilation | SSD | 637 | EUR
95062 | SSD 310/311 ZM socket sil |  | 208 Accessories Ventilation | 20899 Other Accessories Ventilation | SSD | 424 | EUR
95063 | SSD 190/225 ZM socket sil |  | 208 Accessories Ventilation | 20899 Other Accessories Ventilation | SSD | 346 | EUR
30075 | SSS 190 slant. socket silencer |  | 208 Accessories Ventilation | 20899 Other Accessories Ventilation | SSS | 740 | EUR
30076 | SSS 310 slant. socket silencer |  | 208 Accessories Ventilation | 20899 Other Accessories Ventilation | SSS | 822 | EUR
30077 | SSS 355 slant. socket silencer |  | 208 Accessories Ventilation | 20899 Other Accessories Ventilation | SSS | 1110 | EUR
30078 | SSS 450 slant. socket silencer |  | 208 Accessories Ventilation | 20899 Other Accessories Ventilation | SSS | 1318 | EUR
30079 | SSS 560 slant. socket silencer |  | 208 Accessories Ventilation | 20899 Other Accessories Ventilation | SSS | 2098 | EUR
30080 | SSS 710 slant. socket silencer |  | 208 Accessories Ventilation | 20899 Other Accessories Ventilation | SSS | 3060 | EUR
301392 | TDA DV 310/311 Adapter |  | 208 Accessories Ventilation | 20899 Other Accessories Ventilation | TDA DV | 59 | EUR
301393 | TDA DV 355/400 Adapter |  | 208 Accessories Ventilation | 20899 Other Accessories Ventilation | TDA DV | 65 | EUR
301394 | TDA DV 450-500 Adapter |  | 208 Accessories Ventilation | 20899 Other Accessories Ventilation | TDA DV | 77 | EUR
304815 | TDA DV 560/630 Adapter |  | 208 Accessories Ventilation | 20899 Other Accessories Ventilation | TDA DV | 107 | EUR
309230 | TDA DV 315 Adapter TFSK |  | 208 Accessories Ventilation | 20899 Other Accessories Ventilation | TDA DV | 270 | EUR
309416 | TDA TFSK 190/225 Adapter |  | 208 Accessories Ventilation | 20899 Other Accessories Ventilation | TDA DV | 57 | EUR
311515 | VKS-DVP 200 Back draft da. |  | 208 Accessories Ventilation | 20899 Other Accessories Ventilation | VKS | 397 | EUR
311516 | VKS-DVP 250 Back draft da. |  | 208 Accessories Ventilation | 20899 Other Accessories Ventilation | VKS | 448 | EUR
311517 | VKS-DVP 315 Back draft da. |  | 208 Accessories Ventilation | 20899 Other Accessories Ventilation | VKS | 500 | EUR
311518 | VKS-DVP 400Back draft da. |  | 208 Accessories Ventilation | 20899 Other Accessories Ventilation | VKS | 520 | EUR
305461 | VP-Splinter protection PRF 125 |  | 208 Accessories Ventilation | 20899 Other Accessories Ventilation | VP | 88 | EUR
305462 | VP-Splinter protection PRF 160 |  | 208 Accessories Ventilation | 20899 Other Accessories Ventilation | VP | 82 | EUR
305464 | VP-Splinter protection PRF 200 |  | 208 Accessories Ventilation | 20899 Other Accessories Ventilation | VP | 139 | EUR
305465 | VP-Splinter protection PRF 250 |  | 208 Accessories Ventilation | 20899 Other Accessories Ventilation | VP | 160 | EUR
2728 | WSD KBR-1 Weather roof f.motor |  | 208 Accessories Ventilation | 20899 Other Accessories Ventilation | WSD | 52 | EUR
2729 | WSD KBR-2 Weather roof f.motor |  | 208 Accessories Ventilation | 20899 Other Accessories Ventilation | WSD | 67 | EUR
31480 | WSD 025 (560x560x70) complete |  | 208 Accessories Ventilation | 20899 Other Accessories Ventilation | WSD | 205 | EUR
31481 | WSD 042 (730x730x70) complete |  | 208 Accessories Ventilation | 20899 Other Accessories Ventilation | WSD | 227 | EUR
31482 | WSD 062 (860x860x70) complete |  | 208 Accessories Ventilation | 20899 Other Accessories Ventilation | WSD | 242 | EUR
31483 | WSD 100 (1060x1060x70) compl. |  | 208 Accessories Ventilation | 20899 Other Accessories Ventilation | WSD | 371 | EUR
37496 | WSD MUB/T-S large |  | 208 Accessories Ventilation | 20899 Other Accessories Ventilation | WSD | 88 | EUR
37497 | WSD MUB/T-S short |  | 208 Accessories Ventilation | 20899 Other Accessories Ventilation | WSD | 67 | EUR
37504 | WSD AxZent 400 |  | 208 Accessories Ventilation | 20899 Other Accessories Ventilation | WSD | 175 | EUR
37505 | WSD AxZent 450 |  | 208 Accessories Ventilation | 20899 Other Accessories Ventilation | WSD | 176 | EUR
37506 | WSD AxZent 500 |  | 208 Accessories Ventilation | 20899 Other Accessories Ventilation | WSD | 178 | EUR
37507 | WSD AxZent 560 |  | 208 Accessories Ventilation | 20899 Other Accessories Ventilation | WSD | 184 | EUR
37508 | WSD AxZent 630 |  | 208 Accessories Ventilation | 20899 Other Accessories Ventilation | WSD | 191 | EUR
94743 | WSD 016 (418x418) complete |  | 208 Accessories Ventilation | 20899 Other Accessories Ventilation | WSD | 184 | EUR
159907 | WSD MUB/T-S middle |  | 208 Accessories Ventilation | 20899 Other Accessories Ventilation | WSD | 121 | EUR
162519 | WSD SUE 250EC complete |  | 208 Accessories Ventilation | 20899 Other Accessories Ventilation | WSD | 438 | EUR
238060 | WSD 042 MUB-HEPA complete |  | 208 Accessories Ventilation | 20899 Other Accessories Ventilation | WSD | 912 | EUR
238061 | WSD 025 MUB+KKF complete |  | 208 Accessories Ventilation | 20899 Other Accessories Ventilation | WSD | 335 | EUR
238062 | WSD 042 MUB+KKF complete |  | 208 Accessories Ventilation | 20899 Other Accessories Ventilation | WSD | 411 | EUR
238063 | WSD 062 MUB+KKF complete |  | 208 Accessories Ventilation | 20899 Other Accessories Ventilation | WSD | 479 | EUR
238064 | WSD 100 MUB+KKF complete |  | 208 Accessories Ventilation | 20899 Other Accessories Ventilation | WSD | 1025 | EUR
278543 | WSD f. MUB+FILTER 025 complete |  | 208 Accessories Ventilation | 20899 Other Accessories Ventilation | WSD | 308 | EUR
278544 | WSD f. MUB+FILTER 042 complete |  | 208 Accessories Ventilation | 20899 Other Accessories Ventilation | WSD | 330 | EUR
278545 | WSD f. MUB+FILTER 062 complete |  | 208 Accessories Ventilation | 20899 Other Accessories Ventilation | WSD | 500 | EUR
309411 | WSD PRF250 Weather roof f. mot |  | 208 Accessories Ventilation | 20899 Other Accessories Ventilation | WSD | 109 | EUR
309420 | WSD PRF160 Weather roof f. mot |  | 208 Accessories Ventilation | 20899 Other Accessories Ventilation | WSD | 164 | EUR
309457 | WSD PRF160 Weather roof KIT |  | 208 Accessories Ventilation | 20899 Other Accessories Ventilation | WSD | 188 | EUR
309460 | WSD PRF250 Weather roof KIT |  | 208 Accessories Ventilation | 20899 Other Accessories Ventilation | WSD | 226 | EUR
338448 | WSD PRF125 Weather roof KIT EC |  | 208 Accessories Ventilation | 20899 Other Accessories Ventilation | WSD | 206 | EUR
338449 | WSD PRF160 Weather roof KIT EC |  | 208 Accessories Ventilation | 20899 Other Accessories Ventilation | WSD | 206 | EUR
338450 | WSD PRF180 Weather roof KIT EC |  | 208 Accessories Ventilation | 20899 Other Accessories Ventilation | WSD | 205 | EUR
338451 | WSD PRF200 Weather roof KIT EC |  | 208 Accessories Ventilation | 20899 Other Accessories Ventilation | WSD | 221 | EUR
338452 | WSD PRF250 Weather roof KIT EC |  | 208 Accessories Ventilation | 20899 Other Accessories Ventilation | WSD | 221 | EUR
338453 | WSD-PRF-EX 315 Weather roof |  | 208 Accessories Ventilation | 20899 Other Accessories Ventilation | WSD | 260 | EUR
338454 | WSD-PRF 355 Weather roof |  | 208 Accessories Ventilation | 20899 Other Accessories Ventilation | WSD | 361 | EUR
338456 | WSD-PRF 450 Weather roof |  | 208 Accessories Ventilation | 20899 Other Accessories Ventilation | WSD | 439 | EUR
338457 | WSD-PRF 500 Weather roof |  | 208 Accessories Ventilation | 20899 Other Accessories Ventilation | WSD | 456 | EUR
338458 | WSD-PRF-EX 400 Weather roof |  | 208 Accessories Ventilation | 20899 Other Accessories Ventilation | WSD | 400 | EUR
338459 | WSD-PRF-EX 500 Weather roof |  | 208 Accessories Ventilation | 20899 Other Accessories Ventilation | WSD | 413 | EUR
529264 | WSD-PRF-EX 75 Weather roof |  | 208 Accessories Ventilation | 20899 Other Accessories Ventilation | WSD | 132 | EUR
566585 | WSD 127 (1350x1350x70) compl. |  | 208 Accessories Ventilation | 20899 Other Accessories Ventilation | WSD | 596 | EUR
30589 | WSG 40-20 weather prot. guard |  | 208 Accessories Ventilation | 20899 Other Accessories Ventilation | WSG | 217 | EUR
30590 | WSG 50-25 weather prot. guard |  | 208 Accessories Ventilation | 20899 Other Accessories Ventilation | WSG | 220 | EUR
30591 | WSG 50-30 weather prot. guard |  | 208 Accessories Ventilation | 20899 Other Accessories Ventilation | WSG | 227 | EUR
30592 | WSG 60-30 weather prot. guard |  | 208 Accessories Ventilation | 20899 Other Accessories Ventilation | WSG | 248 | EUR
30593 | WSG 60-35 weather prot. guard |  | 208 Accessories Ventilation | 20899 Other Accessories Ventilation | WSG | 255 | EUR
30594 | WSG 70-40 weather prot. guard |  | 208 Accessories Ventilation | 20899 Other Accessories Ventilation | WSG | 283 | EUR
30595 | WSG 80-50 weather prot. guard |  | 208 Accessories Ventilation | 20899 Other Accessories Ventilation | WSG | 362 | EUR
30596 | WSG 100-50 weather prot.guard |  | 208 Accessories Ventilation | 20899 Other Accessories Ventilation | WSG | 402 | EUR
31484 | WSG 025 MUB complete |  | 208 Accessories Ventilation | 20899 Other Accessories Ventilation | WSG | 265 | EUR
31485 | WSG 042 MUB complete |  | 208 Accessories Ventilation | 20899 Other Accessories Ventilation | WSG | 368 | EUR
31486 | WSG 062 MUB complete |  | 208 Accessories Ventilation | 20899 Other Accessories Ventilation | WSG | 420 | EUR
31487 | WSG 100 MUB complete |  | 208 Accessories Ventilation | 20899 Other Accessories Ventilation | WSG | 783 | EUR
36067 | WSG 062 MUB/T complete |  | 208 Accessories Ventilation | 20899 Other Accessories Ventilation | WSG | 427 | EUR
36070 | WSG 025 MUB/T complete |  | 208 Accessories Ventilation | 20899 Other Accessories Ventilation | WSG | 283 | EUR
36071 | WSG 042 MUB/T complete |  | 208 Accessories Ventilation | 20899 Other Accessories Ventilation | WSG | 377 | EUR
36181 | WSG 127 MUB complete |  | 208 Accessories Ventilation | 20899 Other Accessories Ventilation | WSG | 666 | EUR
466516 | WSG Kit 025 MUB/T |  | 208 Accessories Ventilation | 20899 Other Accessories Ventilation | WSG | 449 | EUR
34482 | AR 710E6 sileo Axial fan |  | 211 Axial fans | 21101 Low pressure Axial fans | AR | 2245 | EUR
34483 | AR 710DV sileo Axial fan |  | 211 Axial fans | 21101 Low pressure Axial fans | AR | 2648 | EUR
34484 | AR 710DS sileo Axial fan |  | 211 Axial fans | 21101 Low pressure Axial fans | AR | 2052 | EUR
34486 | AR 910DS sileo Axial fan |  | 211 Axial fans | 21101 Low pressure Axial fans | AR | 3554 | EUR
34487 | AR 1000DS sileo Axial fan |  | 211 Axial fans | 21101 Low pressure Axial fans | AR | 3842 | EUR
37374 | AR 200E2 sileo Axial fan |  | 211 Axial fans | 21101 Low pressure Axial fans | AR | 353 | EUR
37375 | AR 200E4 sileo Axial fan |  | 211 Axial fans | 21101 Low pressure Axial fans | AR | 347 | EUR
37376 | AR 250E2 sileo Axial fan |  | 211 Axial fans | 21101 Low pressure Axial fans | AR | 424 | EUR
37377 | AR 250E4 sileo Axial fan |  | 211 Axial fans | 21101 Low pressure Axial fans | AR | 391 | EUR
37378 | AR 300E4 sileo Axial fan |  | 211 Axial fans | 21101 Low pressure Axial fans | AR | 420 | EUR
37379 | AR 315E4 sileo Axial fan |  | 211 Axial fans | 21101 Low pressure Axial fans | AR | 491 | EUR
37380 | AR 315DV sileo Axial fan |  | 211 Axial fans | 21101 Low pressure Axial fans | AR | 518 | EUR
37383 | AR 400E4 sileo Axial fan |  | 211 Axial fans | 21101 Low pressure Axial fans | AR | 560 | EUR
37384 | AR 400DV sileo Axial fan |  | 211 Axial fans | 21101 Low pressure Axial fans | AR | 573 | EUR
37385 | AR 450E4 sileo Axial fan |  | 211 Axial fans | 21101 Low pressure Axial fans | AR | 907 | EUR
37386 | AR 450DV sileo Axial fan |  | 211 Axial fans | 21101 Low pressure Axial fans | AR | 895 | EUR
37387 | AR 500E4 sileo Axial fan |  | 211 Axial fans | 21101 Low pressure Axial fans | AR | 993 | EUR
37388 | AR 500DV sileo Axial fan |  | 211 Axial fans | 21101 Low pressure Axial fans | AR | 993 | EUR
37389 | AR 560E4 sileo Axial fan |  | 211 Axial fans | 21101 Low pressure Axial fans | AR | 1503 | EUR
37390 | AR 560DV sileo Axial fan |  | 211 Axial fans | 21101 Low pressure Axial fans | AR | 1109 | EUR
37391 | AR 630E6 sileo Axial fan |  | 211 Axial fans | 21101 Low pressure Axial fans | AR | 1889 | EUR
37392 | AR 630DV sileo Axial fan |  | 211 Axial fans | 21101 Low pressure Axial fans | AR | 1900 | EUR
37393 | AR 630DS sileo Axial fan |  | 211 Axial fans | 21101 Low pressure Axial fans | AR | 1315 | EUR
37418 | AR 800DS sileo Axial fan |  | 211 Axial fans | 21101 Low pressure Axial fans | AR | 2369 | EUR
246887 | AR 350E4-K sileo Axial fan |  | 211 Axial fans | 21101 Low pressure Axial fans | AR | 607 | EUR
246888 | AR 350DV sileo Axial fan |  | 211 Axial fans | 21101 Low pressure Axial fans | AR | 569 | EUR
381753 | AJ8 355-2/4-TR+REV |  | 211 Axial fans | 21103 Jet Axial Fans | AJ8 | 3290 | EUR
381761 | AJ8 400-2/4-TR MAX+REV |  | 211 Axial fans | 21103 Jet Axial Fans | AJ8 | 3598 | EUR
381762 | AJ8 400-2/4-TR+REV |  | 211 Axial fans | 21103 Jet Axial Fans | AJ8 | 3494 | EUR
381768 | AJ8 315-2/4-TR |  | 211 Axial fans | 21103 Jet Axial Fans | AJ8 | 2703 | EUR
381774 | AJ8 355-2/4-TR |  | 211 Axial fans | 21103 Jet Axial Fans | AJ8 | 2978 | EUR
381782 | AJ8 400-2/4-TR MAX |  | 211 Axial fans | 21103 Jet Axial Fans | AJ8 | 3286 | EUR
381783 | AJ8 400-2/4-TR |  | 211 Axial fans | 21103 Jet Axial Fans | AJ8 | 3182 | EUR
381744 | AJ8 315-2/4-TR SA+REV |  | 211 Axial fans | 21103 Jet Axial Fans | AJ860HZ | 3015 | EUR
381750 | AJ8 355-2/4-TR SA+REV |  | 211 Axial fans | 21103 Jet Axial Fans | AJ860HZ | 3290 | EUR
381756 | AJ8 400-2/4-TR SA+REV |  | 211 Axial fans | 21103 Jet Axial Fans | AJ860HZ | 3494 | EUR
381765 | AJ8 315-2/4-TR SA |  | 211 Axial fans | 21103 Jet Axial Fans | AJ860HZ | 2703 | EUR
381771 | AJ8 355-2/4-TR SA |  | 211 Axial fans | 21103 Jet Axial Fans | AJ860HZ | 2978 | EUR
381777 | AJ8 400-2/4-TR SA |  | 211 Axial fans | 21103 Jet Axial Fans | AJ860HZ | 3182 | EUR
381705 | AJR 315-2/4-TR+REV |  | 211 Axial fans | 21103 Jet Axial Fans | AJR | 2370 | EUR
381711 | AJR 355-2/4-TR+REV |  | 211 Axial fans | 21103 Jet Axial Fans | AJR | 2531 | EUR
381719 | AJR 400-2/4-TR MAX+REV |  | 211 Axial fans | 21103 Jet Axial Fans | AJR | 2766 | EUR
381720 | AJR 400-2/4-TR+REV |  | 211 Axial fans | 21103 Jet Axial Fans | AJR | 2617 | EUR
381726 | AJR 315-2/4-TR |  | 211 Axial fans | 21103 Jet Axial Fans | AJR | 2058 | EUR
381732 | AJR 355-2/4-TR |  | 211 Axial fans | 21103 Jet Axial Fans | AJR | 2219 | EUR
381740 | AJR 400-2/4-TR MAX |  | 211 Axial fans | 21103 Jet Axial Fans | AJR | 2454 | EUR
381741 | AJR 400-2/4-TR |  | 211 Axial fans | 21103 Jet Axial Fans | AJR | 2305 | EUR
381747 | AJ8 315-2/4-TR+REV |  | 211 Axial fans | 21103 Jet Axial Fans | AJR | 3015 | EUR
381702 | AJR 315-2/4-TR SA+REV |  | 211 Axial fans | 21103 Jet Axial Fans | AJR60HZ | 2370 | EUR
381708 | AJR 355-2/4-TR SA+REV |  | 211 Axial fans | 21103 Jet Axial Fans | AJR60HZ | 2531 | EUR
381714 | AJR 400-2/4-TR SA+REV |  | 211 Axial fans | 21103 Jet Axial Fans | AJR60HZ | 2617 | EUR
381723 | AJR 315-2/4-TR SA |  | 211 Axial fans | 21103 Jet Axial Fans | AJR60HZ | 2058 | EUR
381729 | AJR 355-2/4-TR SA |  | 211 Axial fans | 21103 Jet Axial Fans | AJR60HZ | 2219 | EUR
381735 | AJR 400-2/4-TR SA |  | 211 Axial fans | 21103 Jet Axial Fans | AJR60HZ | 2305 | EUR
32483 | AXCBF 400D4-32° (0,55 kW) |  | 211 Axial fans | 21104 Thermo Axial fans | AXCBF | 2926 | EUR
238080 | AXCBF 315-7/30°-2 (0,75 kW) |  | 211 Axial fans | 21104 Thermo Axial fans | AXCBF | 2883 | EUR
238090 | AXCBF 400-7/22°-2 (2,2 kW) |  | 211 Axial fans | 21104 Thermo Axial fans | AXCBF | 3349 | EUR
238092 | AXCBF 500-6/20°-2 (4 kW) |  | 211 Axial fans | 21104 Thermo Axial fans | AXCBF | 4657 | EUR
238093 | AXCBF 500-6/32°-4 (1,1 kW) |  | 211 Axial fans | 21104 Thermo Axial fans | AXCBF | 4336 | EUR
238094 | AXCBF 630-9/17°-4 (2,2 kW) |  | 211 Axial fans | 21104 Thermo Axial fans | AXCBF | 5027 | EUR
238095 | AXCBF 800-9/18°-4 (4 kW) |  | 211 Axial fans | 21104 Thermo Axial fans | AXCBF | 6838 | EUR
264929 | AXCBF 250-6/32°-2 (0.37 kW) |  | 211 Axial fans | 21104 Thermo Axial fans | AXCBF | 2544 | EUR
265499 | AXCBF 250-6/32°-4 (0.25 kW) |  | 211 Axial fans | 21104 Thermo Axial fans | AXCBF | 2627 | EUR
265569 | AXCBF 315-7/32°-4 (0.25 kW) |  | 211 Axial fans | 21104 Thermo Axial fans | AXCBF | 2956 | EUR
35854 | AW 200 EC sileo Axial fan |  | 211 Axial fans | 21105 EC Low pressure Axial fans | AW EC | 278 | EUR
35855 | AW 250 EC sileo Axial fan |  | 211 Axial fans | 21105 EC Low pressure Axial fans | AW EC | 318 | EUR
35857 | AW 300 EC sileo Axial fan |  | 211 Axial fans | 21105 EC Low pressure Axial fans | AW EC | 432 | EUR
35859 | AW 350 EC sileo Axial fan |  | 211 Axial fans | 21105 EC Low pressure Axial fans | AW EC | 450 | EUR
35860 | AW 400 EC sileo Axial fan |  | 211 Axial fans | 21105 EC Low pressure Axial fans | AW EC | 508 | EUR
448438 | AW 450 EC Axial fan |  | 211 Axial fans | 21105 EC Low pressure Axial fans | AW EC | 879 | EUR
448439 | AW 500 EC Axial fan |  | 211 Axial fans | 21105 EC Low pressure Axial fans | AW EC | 1316 | EUR
448440 | AW 500D EC Axial fan |  | 211 Axial fans | 21105 EC Low pressure Axial fans | AW EC | 1397 | EUR
448441 | AW 560D EC Axial fan |  | 211 Axial fans | 21105 EC Low pressure Axial fans | AW EC | 1513 | EUR
448442 | AW 630D EC Axial fan |  | 211 Axial fans | 21105 EC Low pressure Axial fans | AW EC | 2294 | EUR
448443 | AW 710D-L EC Axial fan |  | 211 Axial fans | 21105 EC Low pressure Axial fans | AW EC | 2372 | EUR
448444 | AW 800D EC Axial fan |  | 211 Axial fans | 21105 EC Low pressure Axial fans | AW EC | 2550 | EUR
448445 | AW 1000D EC Axial fan |  | 211 Axial fans | 21105 EC Low pressure Axial fans | AW EC | 3040 | EUR
5801 | AW 300E2 sileo Axial fan |  | 211 Axial fans | 21106 Low pressure Axial fans wall mounted | AW | 345 | EUR
34124 | AW 400DV sileo Axial fan |  | 211 Axial fans | 21106 Low pressure Axial fans wall mounted | AW | 437 | EUR
34125 | AW 400E4 sileo Axial fan |  | 211 Axial fans | 21106 Low pressure Axial fans wall mounted | AW | 420 | EUR
34126 | AW 450DV sileo Axial fan |  | 211 Axial fans | 21106 Low pressure Axial fans wall mounted | AW | 576 | EUR
34131 | AW 500DV sileo Axial fan |  | 211 Axial fans | 21106 Low pressure Axial fans wall mounted | AW | 632 | EUR
34134 | AW 560DV sileo Axial fan |  | 211 Axial fans | 21106 Low pressure Axial fans wall mounted | AW | 793 | EUR
34138 | AW 630DS sileo Axial fan |  | 211 Axial fans | 21106 Low pressure Axial fans wall mounted | AW | 942 | EUR
34140 | AW 710DV sileo Axial fan |  | 211 Axial fans | 21106 Low pressure Axial fans wall mounted | AW | 2005 | EUR
34141 | AW 710DS sileo Axial fan |  | 211 Axial fans | 21106 Low pressure Axial fans wall mounted | AW | 1507 | EUR
34142 | AW 710E6 sileo Axial fan |  | 211 Axial fans | 21106 Low pressure Axial fans wall mounted | AW | 1507 | EUR
34144 | AW 1000DS sileo Axial fan |  | 211 Axial fans | 21106 Low pressure Axial fans wall mounted | AW | 3472 | EUR
34157 | AW 910DS sileo Axial fan |  | 211 Axial fans | 21106 Low pressure Axial fans wall mounted | AW | 3513 | EUR
37407 | AW 315E4 sileo Axial fan |  | 211 Axial fans | 21106 Low pressure Axial fans wall mounted | AW | 317 | EUR
37408 | AW 315DV sileo Axial fan |  | 211 Axial fans | 21106 Low pressure Axial fans wall mounted | AW | 330 | EUR
37411 | AW 450E4 sileo Axial fan |  | 211 Axial fans | 21106 Low pressure Axial fans wall mounted | AW | 638 | EUR
37412 | AW 500E4 sileo Axial fan |  | 211 Axial fans | 21106 Low pressure Axial fans wall mounted | AW | 632 | EUR
37413 | AW 560E4 sileo Axial fan |  | 211 Axial fans | 21106 Low pressure Axial fans wall mounted | AW | 1122 | EUR
37414 | AW 630E6 sileo Axial fan |  | 211 Axial fans | 21106 Low pressure Axial fans wall mounted | AW | 1220 | EUR
37415 | AW 630DV sileo Axial fan |  | 211 Axial fans | 21106 Low pressure Axial fans wall mounted | AW | 1352 | EUR
37416 | AW 800DS sileo Axial fan |  | 211 Axial fans | 21106 Low pressure Axial fans wall mounted | AW | 1904 | EUR
246889 | AW 350E4 sileo Axial fan |  | 211 Axial fans | 21106 Low pressure Axial fans wall mounted | AW | 374 | EUR
246890 | AW 350DV sileo Axial fan |  | 211 Axial fans | 21106 Low pressure Axial fans wall mounted | AW | 381 | EUR
281421 | AW 200E2-C |  | 211 Axial fans | 21106 Low pressure Axial fans wall mounted | AW | 200 | EUR
281422 | AW 200E4-C |  | 211 Axial fans | 21106 Low pressure Axial fans wall mounted | AW | 160 | EUR
281423 | AW 250E2-C |  | 211 Axial fans | 21106 Low pressure Axial fans wall mounted | AW | 194 | EUR
281424 | AW 250E4-C |  | 211 Axial fans | 21106 Low pressure Axial fans wall mounted | AW | 173 | EUR
281425 | AW 300E4-C |  | 211 Axial fans | 21106 Low pressure Axial fans wall mounted | AW | 216 | EUR
449199 | AW 450E4 sileo Axial fan 60Hz |  | 211 Axial fans | 21106 Low pressure Axial fans wall mounted | AW | 811 | EUR
19402 | KTEX 50-25-4 Rect.fan (ATEX) |  | 212 Explosion proof fans | 21201 Inline ducted EX fans | KTEX | 1395 | EUR
19404 | KTEX 50-30-4 Rect.fan (ATEX) |  | 212 Explosion proof fans | 21201 Inline ducted EX fans | KTEX | 1929 | EUR
19406 | KTEX 60-30-4 Rect.fan (ATEX) |  | 212 Explosion proof fans | 21201 Inline ducted EX fans | KTEX | 1990 | EUR
19960 | KTEX 60-35-4 Rect.fan (ATEX) |  | 212 Explosion proof fans | 21201 Inline ducted EX fans | KTEX | 2494 | EUR
19961 | KTEX 70-40-6 Rect.fan (ATEX) |  | 212 Explosion proof fans | 21201 Inline ducted EX fans | KTEX | 3004 | EUR
248086 | KTEX 50-30-4 SA |  | 212 Explosion proof fans | 21201 Inline ducted EX fans | KTEX | 1913 | EUR
156871 | MUB-EX 062 560D6 |  | 212 Explosion proof fans | 21201 Inline ducted EX fans | MUB-EX | 4280 | EUR
157462 | MUB-EX 025 315D4 |  | 212 Explosion proof fans | 21201 Inline ducted EX fans | MUB-EX | 1706 | EUR
157463 | MUB-EX 042 355D4 |  | 212 Explosion proof fans | 21201 Inline ducted EX fans | MUB-EX | 1992 | EUR
157464 | MUB-EX 042 400D4 |  | 212 Explosion proof fans | 21201 Inline ducted EX fans | MUB-EX | 2320 | EUR
157465 | MUB-EX 042 450D4 |  | 212 Explosion proof fans | 21201 Inline ducted EX fans | MUB-EX | 2670 | EUR
157466 | MUB-EX 062 630D6 |  | 212 Explosion proof fans | 21201 Inline ducted EX fans | MUB-EX | 4550 | EUR
19962 | DKEX 225-4 Centrifugal (ATEX) |  | 212 Explosion proof fans | 21202 Centrifugal EX fans | DKEX | 1657 | EUR
19964 | DKEX 250-4 Centrifuga(ATEX) |  | 212 Explosion proof fans | 21202 Centrifugal EX fans | DKEX | 2416 | EUR
19966 | DKEX 280-4 Centrifugal (ATEX) |  | 212 Explosion proof fans | 21202 Centrifugal EX fans | DKEX | 2509 | EUR
19967 | DKEX 315-4 Centrifugal (ATEX) |  | 212 Explosion proof fans | 21202 Centrifugal EX fans | DKEX | 3016 | EUR
19968 | DKEX 355-6 Centrifugal (ATEX) |  | 212 Explosion proof fans | 21202 Centrifugal EX fans | DKEX | 3460 | EUR
135276 | EX 140A-2 centr. fan (ATEX) |  | 212 Explosion proof fans | 21202 Centrifugal EX fans | EX | 1308 | EUR
135277 | EX 140A-4 centr. fan (ATEX) |  | 212 Explosion proof fans | 21202 Centrifugal EX fans | EX | 1245 | EUR
135279 | EX 180A-4 centr. fan (ATEX) |  | 212 Explosion proof fans | 21202 Centrifugal EX fans | EX | 1297 | EUR
473211 | EX 140-2C NC Centr Fan (ATEX) |  | 212 Explosion proof fans | 21202 Centrifugal EX fans | EX | 1621 | EUR
473212 | EX 140-4C NC Centr Fan (ATEX) |  | 212 Explosion proof fans | 21202 Centrifugal EX fans | EX | 1503 | EUR
473213 | EX 180-4C NC Centr Fan (ATEX) |  | 212 Explosion proof fans | 21202 Centrifugal EX fans | EX | 1550 | EUR
237929 | DV-EX 315D4 Roof fan ATEX |  | 212 Explosion proof fans | 21203 Roof EX fans | DVEX | 1609 | EUR
237933 | DV-EX 355D4 Roof fan ATEX |  | 212 Explosion proof fans | 21203 Roof EX fans | DVEX | 2180 | EUR
237935 | DV-EX 400D4 Roof fan ATEX |  | 212 Explosion proof fans | 21203 Roof EX fans | DVEX | 2410 | EUR
237937 | DV-EX 450D4 Roof fan ATEX |  | 212 Explosion proof fans | 21203 Roof EX fans | DVEX | 2740 | EUR
237940 | DV-EX 560D6 Roof fan ATEX |  | 212 Explosion proof fans | 21203 Roof EX fans | DVEX | 4260 | EUR
237942 | DV-EX 630D6 Roof fan ATEX |  | 212 Explosion proof fans | 21203 Roof EX fans | DVEX | 4430 | EUR
9995254 | DVV-EX 560D4-XS IE3+H2 |  | 212 Explosion proof fans | 21203 Roof EX fans | DVV-EX | 6228 | EUR
9995255 | DVV-EX 560D4-XM IE3+H2 |  | 212 Explosion proof fans | 21203 Roof EX fans | DVV-EX | 6559 | EUR
9995256 | DVV-EX 560D4-XL IE3+H2 |  | 212 Explosion proof fans | 21203 Roof EX fans | DVV-EX | 7248 | EUR
9995257 | DVV-EX 560D6-XS IE3+H2 |  | 212 Explosion proof fans | 21203 Roof EX fans | DVV-EX | 6684 | EUR
9995258 | DVV-EX 560D6-XL IE3+H2 |  | 212 Explosion proof fans | 21203 Roof EX fans | DVV-EX | 6570 | EUR
9995259 | DVV-EX 630D4-XS IE3+H2 |  | 212 Explosion proof fans | 21203 Roof EX fans | DVV-EX | 8021 | EUR
9995260 | DVV-EX 630D4-XM IE3+H2 |  | 212 Explosion proof fans | 21203 Roof EX fans | DVV-EX | 8666 | EUR
9995261 | DVV-EX 630D4-XL IE3+H2 |  | 212 Explosion proof fans | 21203 Roof EX fans | DVV-EX | 10419 | EUR
9995262 | DVV-EX 630D6-XS IE3+H2 |  | 212 Explosion proof fans | 21203 Roof EX fans | DVV-EX | 7922 | EUR
9995263 | DVV-EX 630D6-XL IE3+H2 |  | 212 Explosion proof fans | 21203 Roof EX fans | DVV-EX | 8857 | EUR
9995264 | DVV-EX 800D6-XS IE3+H2 |  | 212 Explosion proof fans | 21203 Roof EX fans | DVV-EX | 11025 | EUR
9995265 | DVV-EX 800D6-XL IE3+H2 |  | 212 Explosion proof fans | 21203 Roof EX fans | DVV-EX | 12869 | EUR
9995266 | DVV-EX 800D8-XS IE3+H2 |  | 212 Explosion proof fans | 21203 Roof EX fans | DVV-EX | 10442 | EUR
9995267 | DVV-EX 800D8-XL IE3+H2 |  | 212 Explosion proof fans | 21203 Roof EX fans | DVV-EX | 11754 | EUR
9995268 | DVV-EX 1000D6-XM IE3+H2 |  | 212 Explosion proof fans | 21203 Roof EX fans | DVV-EX | 18399 | EUR
9995269 | DVV-EX 1000D6-XL IE3+H2 |  | 212 Explosion proof fans | 21203 Roof EX fans | DVV-EX | 19645 | EUR
9995270 | DVV-EX 1000D8-XM IE3+H2 |  | 212 Explosion proof fans | 21203 Roof EX fans | DVV-EX | 17811 | EUR
9995271 | DVV-EX 1000D8-XL IE3+H2 |  | 212 Explosion proof fans | 21203 Roof EX fans | DVV-EX | 18669 | EUR
524207 | AW 355 D4-2-EX Axial fan ATEX |  | 212 Explosion proof fans | 21204 Low pressure Axial EX fans | AW-EX | 1505 | EUR
524208 | AW 420 D4-2-EX Axial fan ATEX |  | 212 Explosion proof fans | 21204 Low pressure Axial EX fans | AW-EX | 1855 | EUR
524209 | AW 550 D6-2-EX Axial fan ATEX |  | 212 Explosion proof fans | 21204 Low pressure Axial EX fans | AW-EX | 1927 | EUR
524210 | AW 650 D6-2-EX Axial fan ATEX |  | 212 Explosion proof fans | 21204 Low pressure Axial EX fans | AW-EX | 3049 | EUR
273651 | AXCBF-EX 250-6/28°-2 (0,37 kW) |  | 212 Explosion proof fans | 21206 Medium pressure Axial EX fans | AXCBF-EX | 5091 | EUR
273710 | AXCBF-EX 250-6/28°-4 (0,25 kW) |  | 212 Explosion proof fans | 21206 Medium pressure Axial EX fans | AXCBF-EX | 4795 | EUR
273711 | AXCBF-EX 315-7/30°-2 (0,75 kW) |  | 212 Explosion proof fans | 21206 Medium pressure Axial EX fans | AXCBF-EX | 5561 | EUR
273712 | AXCBF-EX 315-7/32°-4 (0,25 kW) |  | 212 Explosion proof fans | 21206 Medium pressure Axial EX fans | AXCBF-EX | 5407 | EUR
273713 | AXCBF-EX 400-7/22°-2 (2,2 kW) |  | 212 Explosion proof fans | 21206 Medium pressure Axial EX fans | AXCBF-EX | 6352 | EUR
273714 | AXCBF-EX 400-7/32°-4 (0,55 kW) |  | 212 Explosion proof fans | 21206 Medium pressure Axial EX fans | AXCBF-EX | 6308 | EUR
273715 | AXCBF-EX 500-9/14°-2 (2,2 kW) |  | 212 Explosion proof fans | 21206 Medium pressure Axial EX fans | AXCBF-EX | 7403 | EUR
273716 | AXCBF-EX 500-9/30°-4 (1,1 kW) |  | 212 Explosion proof fans | 21206 Medium pressure Axial EX fans | AXCBF-EX | 7349 | EUR
273717 | AXCBF-EX 630-9/22°-4 (2,2 kW) |  | 212 Explosion proof fans | 21206 Medium pressure Axial EX fans | AXCBF-EX | 8579 | EUR
273718 | AXCBF-EX 800-9/18°-4 (4 kW) |  | 212 Explosion proof fans | 21206 Medium pressure Axial EX fans | AXCBF-EX | 12955 | EUR
334082 | PRF-EX 315D4 Ex d |  | 212 Explosion proof fans | 21210 Plastic EX fans | PRF-EX | 7107 | EUR
334083 | PRF-EX 400D4 Ex d |  | 212 Explosion proof fans | 21210 Plastic EX fans | PRF-EX | 14214 | EUR
334084 | PRF-EX 500D4 Ex d |  | 212 Explosion proof fans | 21210 Plastic EX fans | PRF-EX | 20188 | EUR
484445 | PRF-EX 125D2 Ex d |  | 212 Explosion proof fans | 21210 Plastic EX fans | PRF-EX | 2794.39 | EUR
484446 | PRF-EX 125D4 Ex d |  | 212 Explosion proof fans | 21210 Plastic EX fans | PRF-EX | 2854.13 | EUR
484447 | PRF-EX 160D2 Ex d |  | 212 Explosion proof fans | 21210 Plastic EX fans | PRF-EX | 3354.71 | EUR
484448 | PRF-EX 160D4 Ex d |  | 212 Explosion proof fans | 21210 Plastic EX fans | PRF-EX | 3312.48 | EUR
484449 | PRF-EX 200D2 Ex d |  | 212 Explosion proof fans | 21210 Plastic EX fans | PRF-EX | 3947.99 | EUR
484450 | PRF-EX 200D4 Ex d |  | 212 Explosion proof fans | 21210 Plastic EX fans | PRF-EX | 3514.36 | EUR
484451 | PRF-EX 250D4 Ex d |  | 212 Explosion proof fans | 21210 Plastic EX fans | PRF-EX | 4220.94 | EUR
237943 | RVK-EX 315D4 |  | 212 Explosion proof fans | 21210 Plastic EX fans | RVK-EX | 868 | EUR
487021 | DUAL Air |  | 213 Domestic fans | 21301 Domestic fans | DUAL AIR | 743 | EUR
487022 | DUAL Air WiFi |  | 213 Domestic fans | 21301 Domestic fans | DUAL AIR | 845 | EUR
87989 | PRF 180D2 |  | 215 Fans for agressive media | 21501 Centrifugal fans | PRF | 1335 | EUR
87990 | PRF 200D2 |  | 215 Fans for agressive media | 21501 Centrifugal fans | PRF | 1654 | EUR
87991 | PRF 250D2 |  | 215 Fans for agressive media | 21501 Centrifugal fans | PRF | 2160 | EUR
87992 | PRF 250D4 |  | 215 Fans for agressive media | 21501 Centrifugal fans | PRF | 2020 | EUR
251420 | PRF 200D4 |  | 215 Fans for agressive media | 21501 Centrifugal fans | PRF | 1603 | EUR
334079 | PRF 355D4 |  | 215 Fans for agressive media | 21501 Centrifugal fans | PRF | 6324 | EUR
334080 | PRF 450D4 |  | 215 Fans for agressive media | 21501 Centrifugal fans | PRF | 10704 | EUR
334081 | PRF 500D4 |  | 215 Fans for agressive media | 21501 Centrifugal fans | PRF | 12724 | EUR
454162 | PRF 450D4 SA |  | 215 Fans for agressive media | 21501 Centrifugal fans | PRF | 13369 | EUR
454163 | PRF 500D4 SA |  | 215 Fans for agressive media | 21501 Centrifugal fans | PRF | 17019 | EUR
476755 | PRF 125D2 |  | 215 Fans for agressive media | 21501 Centrifugal fans | PRF | 1516 | EUR
476756 | PRF 125D4 |  | 215 Fans for agressive media | 21501 Centrifugal fans | PRF | 1527 | EUR
476757 | PRF 160D2 |  | 215 Fans for agressive media | 21501 Centrifugal fans | PRF | 1790 | EUR
476758 | PRF 160D4 |  | 215 Fans for agressive media | 21501 Centrifugal fans | PRF | 1790 | EUR
476759 | PRF 180D2 |  | 215 Fans for agressive media | 21501 Centrifugal fans | PRF | 2108 | EUR
476760 | PRF 180D4 |  | 215 Fans for agressive media | 21501 Centrifugal fans | PRF | 1949 | EUR
476761 | PRF 200D2 |  | 215 Fans for agressive media | 21501 Centrifugal fans | PRF | 2466 | EUR
476762 | PRF 200D4 |  | 215 Fans for agressive media | 21501 Centrifugal fans | PRF | 2080 | EUR
476763 | PRF 250D2 |  | 215 Fans for agressive media | 21501 Centrifugal fans | PRF | 3576 | EUR
476764 | PRF 250D4 |  | 215 Fans for agressive media | 21501 Centrifugal fans | PRF | 2673 | EUR
544651 | PRF 75D4 |  | 215 Fans for agressive media | 21501 Centrifugal fans | PRF | 942.74 | EUR
472987 | PRF 125EC |  | 215 Fans for agressive media | 21501 Centrifugal fans | PRF-EC | 1758 | EUR
472989 | PRF 160EC |  | 215 Fans for agressive media | 21501 Centrifugal fans | PRF-EC | 1881 | EUR
472990 | PRF 180EC |  | 215 Fans for agressive media | 21501 Centrifugal fans | PRF-EC | 2570 | EUR
472991 | PRF 200EC |  | 215 Fans for agressive media | 21501 Centrifugal fans | PRF-EC | 2653 | EUR
472992 | PRF 250EC |  | 215 Fans for agressive media | 21501 Centrifugal fans | PRF-EC | 2948 | EUR
32295 | DVP 200D2-4 roof fan plastic |  | 215 Fans for agressive media | 21502 Roof fans for aggr. media | DVP | 4790 | EUR
32296 | DVP 250D2-4 roof fan plastic |  | 215 Fans for agressive media | 21502 Roof fans for aggr. media | DVP | 5995 | EUR
32297 | DVP 315D4-8 roof fan plastic |  | 215 Fans for agressive media | 21502 Roof fans for aggr. media | DVP | 8145 | EUR
32298 | DVP 400D4-8-L roof fan plastic |  | 215 Fans for agressive media | 21502 Roof fans for aggr. media | DVP | 10419 | EUR
32299 | DVP 400D4-8 roof fan plastic |  | 215 Fans for agressive media | 21502 Roof fans for aggr. media | DVP | 8807 | EUR
9995376 | DVG-H 315D4-XL-F400 |  | 217 Smoke extract fans | 21701 Smoke extract Roof fans | DVG-H(F) | 1796 | EUR
9995377 | DVG-H 315D6-XL-F400 |  | 217 Smoke extract fans | 21701 Smoke extract Roof fans | DVG-H(F) | 1653 | EUR
9995378 | DVG-H 315D4-6-XL-F400 |  | 217 Smoke extract fans | 21701 Smoke extract Roof fans | DVG-H(F) | 2084 | EUR
9995379 | DVG-H 315D4-8-XL-F400 |  | 217 Smoke extract fans | 21701 Smoke extract Roof fans | DVG-H(F) | 2018 | EUR
9995380 | DVG-H 355D4-XL-F400 |  | 217 Smoke extract fans | 21701 Smoke extract Roof fans | DVG-H(F) | 1797 | EUR
9995381 | DVG-H 355D6-XL-F400 |  | 217 Smoke extract fans | 21701 Smoke extract Roof fans | DVG-H(F) | 1613 | EUR
9995382 | DVG-H 355D4-6-XL-F400 |  | 217 Smoke extract fans | 21701 Smoke extract Roof fans | DVG-H(F) | 2132 | EUR
9995383 | DVG-H 355D4-8-XL-F400 |  | 217 Smoke extract fans | 21701 Smoke extract Roof fans | DVG-H(F) | 2061 | EUR
9995384 | DVG-H 400D4-XS-F400 |  | 217 Smoke extract fans | 21701 Smoke extract Roof fans | DVG-H(F) | 1943 | EUR
9995385 | DVG-H 400D6-XS-F400 |  | 217 Smoke extract fans | 21701 Smoke extract Roof fans | DVG-H(F) | 1845 | EUR
9995386 | DVG-H 400D4-6-XS-F400 |  | 217 Smoke extract fans | 21701 Smoke extract Roof fans | DVG-H(F) | 2381 | EUR
9995388 | DVG-H 400D4-XL-F400 |  | 217 Smoke extract fans | 21701 Smoke extract Roof fans | DVG-H(F) | 1743 | EUR
9995389 | DVG-H 400D6-XL-F400 |  | 217 Smoke extract fans | 21701 Smoke extract Roof fans | DVG-H(F) | 1869 | EUR
9995390 | DVG-H 400D4-6-XL-F400 |  | 217 Smoke extract fans | 21701 Smoke extract Roof fans | DVG-H(F) | 2337 | EUR
9995391 | DVG-H 400D4-8-XL-F400 |  | 217 Smoke extract fans | 21701 Smoke extract Roof fans | DVG-H(F) | 2211 | EUR
9995392 | DVG-H 450D4-XL-F400 |  | 217 Smoke extract fans | 21701 Smoke extract Roof fans | DVG-H(F) | 1982 | EUR
9995393 | DVG-H 450D6-XL-F400 |  | 217 Smoke extract fans | 21701 Smoke extract Roof fans | DVG-H(F) | 1877 | EUR
9995394 | DVG-H 450D4-6-XL-F400 |  | 217 Smoke extract fans | 21701 Smoke extract Roof fans | DVG-H(F) | 2517 | EUR
9995395 | DVG-H 450D4-8-XL-F400 |  | 217 Smoke extract fans | 21701 Smoke extract Roof fans | DVG-H(F) | 2370 | EUR
9995396 | DVG-H 500D4-6-XL-F400 |  | 217 Smoke extract fans | 21701 Smoke extract Roof fans | DVG-H(F) | 3595 | EUR
9995397 | DVG-H 500D4-6-XS-F400 |  | 217 Smoke extract fans | 21701 Smoke extract Roof fans | DVG-H(F) | 3277 | EUR
9995398 | DVG-H 500D4-8-XL-F400 |  | 217 Smoke extract fans | 21701 Smoke extract Roof fans | DVG-H(F) | 3400 | EUR
9995399 | DVG-H 500D4-XL-F400 |  | 217 Smoke extract fans | 21701 Smoke extract Roof fans | DVG-H(F) | 2664 | EUR
9995400 | DVG-H 500D4-XS-F400 |  | 217 Smoke extract fans | 21701 Smoke extract Roof fans | DVG-H(F) | 2585 | EUR
9995401 | DVG-H 500D6-XL-F400 |  | 217 Smoke extract fans | 21701 Smoke extract Roof fans | DVG-H(F) | 2793 | EUR
9995402 | DVG-H 500D6-XS-F400 |  | 217 Smoke extract fans | 21701 Smoke extract Roof fans | DVG-H(F) | 2749 | EUR
9995403 | DVG-H 560D4-XL-F400 |  | 217 Smoke extract fans | 21701 Smoke extract Roof fans | DVG-H(F) | 2951 | EUR
9995404 | DVG-H 560D4-6-XL-F400 |  | 217 Smoke extract fans | 21701 Smoke extract Roof fans | DVG-H(F) | 3577 | EUR
9995405 | DVG-H 560D4-8-XL-F400 |  | 217 Smoke extract fans | 21701 Smoke extract Roof fans | DVG-H(F) | 3626 | EUR
9995406 | DVG-H 560D6-XL-F400 |  | 217 Smoke extract fans | 21701 Smoke extract Roof fans | DVG-H(F) | 2866 | EUR
9995407 | DVG-H 630D4-6-XL-F400 |  | 217 Smoke extract fans | 21701 Smoke extract Roof fans | DVG-H(F) | 5954 | EUR
9995408 | DVG-H 630D4-6-XS-F400 |  | 217 Smoke extract fans | 21701 Smoke extract Roof fans | DVG-H(F) | 4959 | EUR
9995409 | DVG-H 630D4-XL-F400 |  | 217 Smoke extract fans | 21701 Smoke extract Roof fans | DVG-H(F) | 4180 | EUR
9995410 | DVG-H 630D4-XM-F400 |  | 217 Smoke extract fans | 21701 Smoke extract Roof fans | DVG-H(F) | 3656 | EUR
9995411 | DVG-H 630D4-XS-F400 |  | 217 Smoke extract fans | 21701 Smoke extract Roof fans | DVG-H(F) | 3414 | EUR
9995412 | DVG-H 630D6-XL-F400 |  | 217 Smoke extract fans | 21701 Smoke extract Roof fans | DVG-H(F) | 3249 | EUR
9995413 | DVG-H 630D6-XS-F400 |  | 217 Smoke extract fans | 21701 Smoke extract Roof fans | DVG-H(F) | 3086 | EUR
9995414 | DVG-H 800D6-XL-F400 |  | 217 Smoke extract fans | 21701 Smoke extract Roof fans | DVG-H(F) | 6163 | EUR
9995415 | DVG-H 800D6-XS-F400 |  | 217 Smoke extract fans | 21701 Smoke extract Roof fans | DVG-H(F) | 5998 | EUR
9995272 | DVG-H 355EC-XL-F400 |  | 217 Smoke extract fans | 21701 Smoke extract Roof fans | DVG-H(F)EC | 2783 | EUR
9995273 | DVG-H 450EC-XL-F400 |  | 217 Smoke extract fans | 21701 Smoke extract Roof fans | DVG-H(F)EC | 3002 | EUR
9995274 | DVG-H 560EC-XL-F400 |  | 217 Smoke extract fans | 21701 Smoke extract Roof fans | DVG-H(F)EC | 4564 | EUR
9995275 | DVG-H 630EC-XM-F400 |  | 217 Smoke extract fans | 21701 Smoke extract Roof fans | DVG-H(F)EC | 6426 | EUR
9995276 | DVG-H 800EC-XL-F400 |  | 217 Smoke extract fans | 21701 Smoke extract Roof fans | DVG-H(F)EC | 7516 | EUR
9995348 | DVG-H 710EC-XL-F400 |  | 217 Smoke extract fans | 21701 Smoke extract Roof fans | DVG-H(F)EC | 6918 | EUR
9995503 | DVG-H 355EC-XL-F400-FM-variab |  | 217 Smoke extract fans | 21701 Smoke extract Roof fans | DVG-H(F)EC | 2897 | EUR
9995504 | DVG-H 450EC-XL-F400-FM-variab |  | 217 Smoke extract fans | 21701 Smoke extract Roof fans | DVG-H(F)EC | 3115 | EUR
9995505 | DVG-H 560EC-XL-F400-FM-variab |  | 217 Smoke extract fans | 21701 Smoke extract Roof fans | DVG-H(F)EC | 4676 | EUR
9995506 | DVG-H 630EC-XM-F400-FM-variab |  | 217 Smoke extract fans | 21701 Smoke extract Roof fans | DVG-H(F)EC | 6540 | EUR
9995507 | DVG-H 710EC-XL-F400-FM-variab |  | 217 Smoke extract fans | 21701 Smoke extract Roof fans | DVG-H(F)EC | 7068 | EUR
9995508 | DVG-H 800EC-XL-F400-FM-variab |  | 217 Smoke extract fans | 21701 Smoke extract Roof fans | DVG-H(F)EC | 7629 | EUR
9995417 | DVG-V 315D4-6-XL-F400 |  | 217 Smoke extract fans | 21701 Smoke extract Roof fans | DVG-V(F) | 2229 | EUR
9995418 | DVG-V 315D4-8-XL-F400 |  | 217 Smoke extract fans | 21701 Smoke extract Roof fans | DVG-V(F) | 2090 | EUR
9995419 | DVG-V 315D4-XL-F400 |  | 217 Smoke extract fans | 21701 Smoke extract Roof fans | DVG-V(F) | 1813 | EUR
9995420 | DVG-V 315D6-XL-F400 |  | 217 Smoke extract fans | 21701 Smoke extract Roof fans | DVG-V(F) | 1643 | EUR
9995421 | DVG-V 355D4-XL-F400 |  | 217 Smoke extract fans | 21701 Smoke extract Roof fans | DVG-V(F) | 1826 | EUR
9995422 | DVG-V 355D4-6-XL-F400 |  | 217 Smoke extract fans | 21701 Smoke extract Roof fans | DVG-V(F) | 2152 | EUR
9995423 | DVG-V 355D4-8-XL-F400 |  | 217 Smoke extract fans | 21701 Smoke extract Roof fans | DVG-V(F) | 2005 | EUR
9995424 | DVG-V 355D6-XL-F400 |  | 217 Smoke extract fans | 21701 Smoke extract Roof fans | DVG-V(F) | 1739 | EUR
9995425 | DVG-V 400D4-6-XL-F400 |  | 217 Smoke extract fans | 21701 Smoke extract Roof fans | DVG-V(F) | 2438 | EUR
9995426 | DVG-V 400D4-6-XS-F400 |  | 217 Smoke extract fans | 21701 Smoke extract Roof fans | DVG-V(F) | 2380 | EUR
9995427 | DVG-V 400D4-8-XL-F400 |  | 217 Smoke extract fans | 21701 Smoke extract Roof fans | DVG-V(F) | 2295 | EUR
9995428 | DVG-V 400D4-XL-F400 |  | 217 Smoke extract fans | 21701 Smoke extract Roof fans | DVG-V(F) | 1883 | EUR
9995429 | DVG-V 400D4-XS-F400 |  | 217 Smoke extract fans | 21701 Smoke extract Roof fans | DVG-V(F) | 2024 | EUR
9995430 | DVG-V 400D6-XL-F400 |  | 217 Smoke extract fans | 21701 Smoke extract Roof fans | DVG-V(F) | 1836 | EUR
9995431 | DVG-V 400D6-XS-F400 |  | 217 Smoke extract fans | 21701 Smoke extract Roof fans | DVG-V(F) | 1801 | EUR
9995432 | DVG-V 450D4-XL-F400 |  | 217 Smoke extract fans | 21701 Smoke extract Roof fans | DVG-V(F) | 2150 | EUR
9995433 | DVG-V 450D4-6-XL-F400 |  | 217 Smoke extract fans | 21701 Smoke extract Roof fans | DVG-V(F) | 2666 | EUR
9995434 | DVG-V 450D6-XL-F400 |  | 217 Smoke extract fans | 21701 Smoke extract Roof fans | DVG-V(F) | 1835 | EUR
9995435 | DVG-V 500D4-6-XL-F400 |  | 217 Smoke extract fans | 21701 Smoke extract Roof fans | DVG-V(F) | 3803 | EUR
9995436 | DVG-V 500D4-6-XS-F400 |  | 217 Smoke extract fans | 21701 Smoke extract Roof fans | DVG-V(F) | 3456 | EUR
9995437 | DVG-V 500D4-8-XL-F400 |  | 217 Smoke extract fans | 21701 Smoke extract Roof fans | DVG-V(F) | 3598 | EUR
9995438 | DVG-V 500D4-XL-F400 |  | 217 Smoke extract fans | 21701 Smoke extract Roof fans | DVG-V(F) | 2817 | EUR
9995439 | DVG-V 500D4-XS-F400 |  | 217 Smoke extract fans | 21701 Smoke extract Roof fans | DVG-V(F) | 2760 | EUR
9995440 | DVG-V 500D6-XL-F400 |  | 217 Smoke extract fans | 21701 Smoke extract Roof fans | DVG-V(F) | 2992 | EUR
9995441 | DVG-V 500D6-XS-F400 |  | 217 Smoke extract fans | 21701 Smoke extract Roof fans | DVG-V(F) | 2958 | EUR
9995442 | DVG-V 560D4-XL-F400 |  | 217 Smoke extract fans | 21701 Smoke extract Roof fans | DVG-V(F) | 3131 | EUR
9995443 | DVG-V 560D4-6-XL-F400 |  | 217 Smoke extract fans | 21701 Smoke extract Roof fans | DVG-V(F) | 3883 | EUR
9995444 | DVG-V 560D4-8-XL-F400 |  | 217 Smoke extract fans | 21701 Smoke extract Roof fans | DVG-V(F) | 3880 | EUR
9995445 | DVG-V 560D6-XL-F400 |  | 217 Smoke extract fans | 21701 Smoke extract Roof fans | DVG-V(F) | 3167 | EUR
9995446 | DVG-V 630D4-6-XL-F400 |  | 217 Smoke extract fans | 21701 Smoke extract Roof fans | DVG-V(F) | 6261 | EUR
9995447 | DVG-V 630D4-6-XS-F400 |  | 217 Smoke extract fans | 21701 Smoke extract Roof fans | DVG-V(F) | 5272 | EUR
9995448 | DVG-V 630D4-XL-F400 |  | 217 Smoke extract fans | 21701 Smoke extract Roof fans | DVG-V(F) | 4427 | EUR
9995449 | DVG-V 630D4-XM-F400 |  | 217 Smoke extract fans | 21701 Smoke extract Roof fans | DVG-V(F) | 3746 | EUR
9995450 | DVG-V 630D4-XS-F400 |  | 217 Smoke extract fans | 21701 Smoke extract Roof fans | DVG-V(F) | 3674 | EUR
9995451 | DVG-V 630D6-XL-F400 |  | 217 Smoke extract fans | 21701 Smoke extract Roof fans | DVG-V(F) | 3484 | EUR
9995452 | DVG-V 630D6-XS-F400 |  | 217 Smoke extract fans | 21701 Smoke extract Roof fans | DVG-V(F) | 3531 | EUR
9995453 | DVG-V 800D6-XL-F400 |  | 217 Smoke extract fans | 21701 Smoke extract Roof fans | DVG-V(F) | 6702 | EUR
9995456 | DVG-V 450D4-8-XL-F400 |  | 217 Smoke extract fans | 21701 Smoke extract Roof fans | DVG-V(F) | 2583 | EUR
9995553 | DVG-V 710D6-XL-F400 |  | 217 Smoke extract fans | 21701 Smoke extract Roof fans | DVG-V(F) | 4948 | EUR
9995277 | DVG-V 355EC-XL-F400 |  | 217 Smoke extract fans | 21701 Smoke extract Roof fans | DVG-V(F)EC | 2917 | EUR
9995278 | DVG-V 450EC-XL-F400 |  | 217 Smoke extract fans | 21701 Smoke extract Roof fans | DVG-V(F)EC | 3261 | EUR
9995279 | DVG-V 560EC-XL-F400 |  | 217 Smoke extract fans | 21701 Smoke extract Roof fans | DVG-V(F)EC | 4801 | EUR
9995280 | DVG-V 630EC-XM-F400 |  | 217 Smoke extract fans | 21701 Smoke extract Roof fans | DVG-V(F)EC | 6809 | EUR
9995281 | DVG-V 800EC-XL-F400 |  | 217 Smoke extract fans | 21701 Smoke extract Roof fans | DVG-V(F)EC | 8132 | EUR
9995349 | DVG-V 710EC-XL-F400 |  | 217 Smoke extract fans | 21701 Smoke extract Roof fans | DVG-V(F)EC | 7443 | EUR
9995509 | DVG-V 355EC-XL-F400-FM-variab |  | 217 Smoke extract fans | 21701 Smoke extract Roof fans | DVG-V(F)EC | 3028 | EUR
9995510 | DVG-V 450EC-XL-F400-FM-variab |  | 217 Smoke extract fans | 21701 Smoke extract Roof fans | DVG-V(F)EC | 3374 | EUR
9995511 | DVG-V 560EC-XL-F400-FM-variab |  | 217 Smoke extract fans | 21701 Smoke extract Roof fans | DVG-V(F)EC | 4915 | EUR
9995512 | DVG-V 630EC-XM-F400-FM-variab |  | 217 Smoke extract fans | 21701 Smoke extract Roof fans | DVG-V(F)EC | 6920 | EUR
9995513 | DVG-V 710EC-XL-F400-FM-variab |  | 217 Smoke extract fans | 21701 Smoke extract Roof fans | DVG-V(F)EC | 7555 | EUR
9995514 | DVG-V 800EC-XL-F400-FM-variab |  | 217 Smoke extract fans | 21701 Smoke extract Roof fans | DVG-V(F)EC | 8243 | EUR
95304 | DVV 630D4-6-XL/F400 smoke extr |  | 217 Smoke extract fans | 21701 Smoke extract Roof fans | DVV(F) | 6280 | EUR
95309 | DVV 800D4-6-XL/F400 smoke extr |  | 217 Smoke extract fans | 21701 Smoke extract Roof fans | DVV(F) | 13640 | EUR
95310 | DVV 800D6-8-XL/F400 smoke |  | 217 Smoke extract fans | 21701 Smoke extract Roof fans | DVV(F) | 10709 | EUR
95313 | DVV 800D4-6-XS/F400 smoke extr |  | 217 Smoke extract fans | 21701 Smoke extract Roof fans | DVV(F) | 10836 | EUR
95343 | DVV 1000D6-8-XL/F400 smoke ext |  | 217 Smoke extract fans | 21701 Smoke extract Roof fans | DVV(F) | 14381 | EUR
95385 | DVV 1000D6-12-XL/F400 smoke ex |  | 217 Smoke extract fans | 21701 Smoke extract Roof fans | DVV(F) | 15238 | EUR
95387 | DVV 1000D6-8-XM/F400 smoke ext |  | 217 Smoke extract fans | 21701 Smoke extract Roof fans | DVV(F) | 13126 | EUR
95389 | DVV 1000D4-6-XM/F400 smoke ext |  | 217 Smoke extract fans | 21701 Smoke extract Roof fans | DVV(F) | 18423 | EUR
95392 | DVV 1000D4-6-XP/F400 smoke ext |  | 217 Smoke extract fans | 21701 Smoke extract Roof fans | DVV(F) | 18535 | EUR
95393 | DVV 1000D4-8-XP/F400 smoke ext |  | 217 Smoke extract fans | 21701 Smoke extract Roof fans | DVV(F) | 20531 | EUR
95394 | DVV 800D4-8-XL/F400 smoke extr |  | 217 Smoke extract fans | 21701 Smoke extract Roof fans | DVV(F) | 12092 | EUR
95396 | DVV 1000D4-8-XM/F400 smoke ext |  | 217 Smoke extract fans | 21701 Smoke extract Roof fans | DVV(F) | 18008 | EUR
95413 | DVV 560D4-6-XL/F400 smoke extr |  | 217 Smoke extract fans | 21701 Smoke extract Roof fans | DVV(F) | 4628 | EUR
95444 | DVV 800D4-XS/F400 IE3 EMC |  | 217 Smoke extract fans | 21701 Smoke extract Roof fans | DVV(F) | 8264 | EUR
95445 | DVV 800D4-XL/F400 IE3 EMC |  | 217 Smoke extract fans | 21701 Smoke extract Roof fans | DVV(F) | 10192 | EUR
95446 | DVV 1000D6-XM/F400 IE3 EMC |  | 217 Smoke extract fans | 21701 Smoke extract Roof fans | DVV(F) | 9448 | EUR
95447 | DVV 1000D6-XP/F400 IE3 EMC |  | 217 Smoke extract fans | 21701 Smoke extract Roof fans | DVV(F) | 9973 | EUR
95448 | DVV 1000D4-XM/F400 IE3 EMC |  | 217 Smoke extract fans | 21701 Smoke extract Roof fans | DVV(F) | 12096 | EUR
95449 | DVV 1000D4-XP/F400 IE3 EMC |  | 217 Smoke extract fans | 21701 Smoke extract Roof fans | DVV(F) | 15351 | EUR
95451 | DVV 1000D6-XL/F400 IE3 EMC |  | 217 Smoke extract fans | 21701 Smoke extract Roof fans | DVV(F) | 10480 | EUR
95558 | DVV 800D6-XL/F400 IE3 EMC |  | 217 Smoke extract fans | 21701 Smoke extract Roof fans | DVV(F) | 7207 | EUR
95675 | DVV 630D4-6-XS/F400 smoke extr |  | 217 Smoke extract fans | 21701 Smoke extract Roof fans | DVV(F) | 5381 | EUR
9995129 | DVV 560D4-XS/F400 IE3 |  | 217 Smoke extract fans | 21701 Smoke extract Roof fans | DVV(F) | 3610 | EUR
9995130 | DVV 560D4-XM/F400 IE3 |  | 217 Smoke extract fans | 21701 Smoke extract Roof fans | DVV(F) | 3770 | EUR
9995131 | DVV 560D4-XL/F400 IE3 |  | 217 Smoke extract fans | 21701 Smoke extract Roof fans | DVV(F) | 3659 | EUR
9995132 | DVV 630D6-XL/F400 IE3 |  | 217 Smoke extract fans | 21701 Smoke extract Roof fans | DVV(F) | 4276 | EUR
9995133 | DVV 630D4-XS/F400 IE3 |  | 217 Smoke extract fans | 21701 Smoke extract Roof fans | DVV(F) | 4126 | EUR
9995134 | DVV 630D4-XL/F400 IE3 |  | 217 Smoke extract fans | 21701 Smoke extract Roof fans | DVV(F) | 4899 | EUR
9995135 | DVV 630D4-XM/F400 IE3 |  | 217 Smoke extract fans | 21701 Smoke extract Roof fans | DVV(F) | 4522 | EUR
9995136 | DVV 800D6-XS/F400 IE3 |  | 217 Smoke extract fans | 21701 Smoke extract Roof fans | DVV(F) | 6636 | EUR
9995137 | DVV 800D6-XL/F400 IE3 |  | 217 Smoke extract fans | 21701 Smoke extract Roof fans | DVV(F) | 7072 | EUR
9995138 | DVV 800D4-XS/F400 IE3 |  | 217 Smoke extract fans | 21701 Smoke extract Roof fans | DVV(F) | 7812 | EUR
9995139 | DVV 1000D6-XM/F400 IE3 |  | 217 Smoke extract fans | 21701 Smoke extract Roof fans | DVV(F) | 9310 | EUR
9995140 | DVV 800D4-XL/F400 IE3 |  | 217 Smoke extract fans | 21701 Smoke extract Roof fans | DVV(F) | 9601 | EUR
9995141 | DVV 1000D6-XP/F400 IE3 |  | 217 Smoke extract fans | 21701 Smoke extract Roof fans | DVV(F) | 9369 | EUR
9995142 | DVV 1000D6-XL/F400 IE3 |  | 217 Smoke extract fans | 21701 Smoke extract Roof fans | DVV(F) | 9726 | EUR
9995143 | DVV 1000D4-XM/F400 IE3 |  | 217 Smoke extract fans | 21701 Smoke extract Roof fans | DVV(F) | 11676 | EUR
9995144 | DVV 1000D4-XP/F400 IE3 |  | 217 Smoke extract fans | 21701 Smoke extract Roof fans | DVV(F) | 15258 | EUR
9995190 | DVV 1000D8-XL/F400 IE3 |  | 217 Smoke extract fans | 21701 Smoke extract Roof fans | DVV(F) | 9085 | EUR
9995191 | DVV 1000D8-XP/F400 IE3 |  | 217 Smoke extract fans | 21701 Smoke extract Roof fans | DVV(F) | 9040 | EUR
9995322 | DVV 630D4-XL-SCP-F400 IE3 EMC |  | 217 Smoke extract fans | 21701 Smoke extract Roof fans | DVV(F) | 4687 | EUR
95512 | DVV 560D4-6-XL/F600 smoke extr |  | 217 Smoke extract fans | 21701 Smoke extract Roof fans | DVV(F600) | 5447 | EUR
95519 | DVV 800D4-6-XS/F600 smoke extr |  | 217 Smoke extract fans | 21701 Smoke extract Roof fans | DVV(F600) | 13323 | EUR
95522 | DVV 800D4-6-XL/F600 smoke extr |  | 217 Smoke extract fans | 21701 Smoke extract Roof fans | DVV(F600) | 16771 | EUR
95524 | DVV 1000D6-8-XL/F600 smoke ext |  | 217 Smoke extract fans | 21701 Smoke extract Roof fans | DVV(F600) | 19056 | EUR
95526 | DVV 1000D6-12-XL/F600 smoke ex |  | 217 Smoke extract fans | 21701 Smoke extract Roof fans | DVV(F600) | 18317 | EUR
95528 | DVV 1000D6-8-XM/F600 smoke ext |  | 217 Smoke extract fans | 21701 Smoke extract Roof fans | DVV(F600) | 17791 | EUR
95530 | DVV 1000D4-6-XM/F600 smoke ext |  | 217 Smoke extract fans | 21701 Smoke extract Roof fans | DVV(F600) | 22663 | EUR
95531 | DVV 1000D4-8-XM/F600 smoke ext |  | 217 Smoke extract fans | 21701 Smoke extract Roof fans | DVV(F600) | 22252 | EUR
95535 | DVV 1000D4-6-XP/F600 smoke ext |  | 217 Smoke extract fans | 21701 Smoke extract Roof fans | DVV(F600) | 21769 | EUR
95536 | DVV 1000D4-8-XP/F600 smoke ext |  | 217 Smoke extract fans | 21701 Smoke extract Roof fans | DVV(F600) | 24321 | EUR
95543 | DVV 800D4-8-XL/F600 smoke extr |  | 217 Smoke extract fans | 21701 Smoke extract Roof fans | DVV(F600) | 15978 | EUR
95544 | DVV 800D6-8-XL/F600 smoke |  | 217 Smoke extract fans | 21701 Smoke extract Roof fans | DVV(F600) | 14341 | EUR
95676 | DVV 630D4-6-XS/F600 smoke extr |  | 217 Smoke extract fans | 21701 Smoke extract Roof fans | DVV(F600) | 7348 | EUR
9995145 | DVV 560D4-XS/F600 IE3 |  | 217 Smoke extract fans | 21701 Smoke extract Roof fans | DVV(F600) | 4432 | EUR
9995146 | DVV 560D4-XM/F600 IE3 |  | 217 Smoke extract fans | 21701 Smoke extract Roof fans | DVV(F600) | 4617 | EUR
9995147 | DVV 560D4-XL/F600 IE3 |  | 217 Smoke extract fans | 21701 Smoke extract Roof fans | DVV(F600) | 4569 | EUR
9995148 | DVV 630D6-XL/F600 IE3 |  | 217 Smoke extract fans | 21701 Smoke extract Roof fans | DVV(F600) | 5716 | EUR
9995149 | DVV 630D4-XS/F600 IE3 |  | 217 Smoke extract fans | 21701 Smoke extract Roof fans | DVV(F600) | 5228 | EUR
9995150 | DVV 630D4-XL/F600 IE3 |  | 217 Smoke extract fans | 21701 Smoke extract Roof fans | DVV(F600) | 6310 | EUR
9995151 | DVV 800D6-XS/F600 IE3 |  | 217 Smoke extract fans | 21701 Smoke extract Roof fans | DVV(F600) | 8124 | EUR
9995152 | DVV 800D6-XL/F600 IE3 |  | 217 Smoke extract fans | 21701 Smoke extract Roof fans | DVV(F600) | 8571 | EUR
9995153 | DVV 800D4-XS/F600 IE3 |  | 217 Smoke extract fans | 21701 Smoke extract Roof fans | DVV(F600) | 9746 | EUR
9995154 | DVV 1000D6-XM/F600 IE3 |  | 217 Smoke extract fans | 21701 Smoke extract Roof fans | DVV(F600) | 12387 | EUR
9995155 | DVV 800D4-XL/F600 IE3 |  | 217 Smoke extract fans | 21701 Smoke extract Roof fans | DVV(F600) | 12809 | EUR
9995156 | DVV 1000D6-XP/F600 IE3 |  | 217 Smoke extract fans | 21701 Smoke extract Roof fans | DVV(F600) | 12176 | EUR
9995157 | DVV 1000D6-XL/F600 IE3 |  | 217 Smoke extract fans | 21701 Smoke extract Roof fans | DVV(F600) | 13138 | EUR
9995158 | DVV 1000D4-XM/F600 IE3 |  | 217 Smoke extract fans | 21701 Smoke extract Roof fans | DVV(F600) | 15805 | EUR
9995159 | DVV 1000D4-XP/F600 IE3 |  | 217 Smoke extract fans | 21701 Smoke extract Roof fans | DVV(F600) | 18295 | EUR
9995192 | DVV 1000D8-XP/F600 IE3 |  | 217 Smoke extract fans | 21701 Smoke extract Roof fans | DVV(F600) | 12255 | EUR
9995193 | DVV 1000D8-XL/F600 IE3 |  | 217 Smoke extract fans | 21701 Smoke extract Roof fans | DVV(F600) | 12856 | EUR
9995521 | DVV 800D6-XL-SCP-F600 IE3 EMC |  | 217 Smoke extract fans | 21701 Smoke extract Roof fans | DVV(F600) | 9195 | EUR
9995299 | MRH 400-2-0.75-F400 |  | 217 Smoke extract fans | 21701 Smoke extract Roof fans | MRH | 10045 | EUR
9995300 | MRH 400-2-1.1-F400 |  | 217 Smoke extract fans | 21701 Smoke extract Roof fans | MRH | 10118 | EUR
9995301 | MRH 450-2-1.5-F400 |  | 217 Smoke extract fans | 21701 Smoke extract Roof fans | MRH | 10216 | EUR
9995302 | MRH 500-2 -2.2-F400 |  | 217 Smoke extract fans | 21701 Smoke extract Roof fans | MRH | 10695 | EUR
9995303 | MRH 560-2-3.0-F400 |  | 217 Smoke extract fans | 21701 Smoke extract Roof fans | MRH | 11107 | EUR
9995304 | MRH 560-2-4.0-F400 |  | 217 Smoke extract fans | 21701 Smoke extract Roof fans | MRH | 11244 | EUR
9995305 | MRH 630-2-5.5-F400 |  | 217 Smoke extract fans | 21701 Smoke extract Roof fans | MRH | 12793 | EUR
9995306 | MRH 630-2-7.5-F400 |  | 217 Smoke extract fans | 21701 Smoke extract Roof fans | MRH | 13137 | EUR
9995307 | MRH 630-2-11-F400 |  | 217 Smoke extract fans | 21701 Smoke extract Roof fans | MRH | 14805 | EUR
9995308 | MRH 710-4-5.5-F400 |  | 217 Smoke extract fans | 21701 Smoke extract Roof fans | MRH | 13645 | EUR
9995309 | MRH 800-4-7.5-F400 |  | 217 Smoke extract fans | 21701 Smoke extract Roof fans | MRH | 14060 | EUR
9995310 | MRH 900-4-7.5-F400 |  | 217 Smoke extract fans | 21701 Smoke extract Roof fans | MRH | 15359 | EUR
9995311 | MRH 1000-4-7.5-F400 |  | 217 Smoke extract fans | 21701 Smoke extract Roof fans | MRH | 15836 | EUR
9995312 | MRH 1000-4-11-F400 |  | 217 Smoke extract fans | 21701 Smoke extract Roof fans | MRH | 16890 | EUR
9995313 | MRH 1000-4-15-F400 |  | 217 Smoke extract fans | 21701 Smoke extract Roof fans | MRH | 17820 | EUR
9995314 | MRH 1000-4-18.5-F400 |  | 217 Smoke extract fans | 21701 Smoke extract Roof fans | MRH | 19847 | EUR
9995315 | MRH 1000-4-22-F400 |  | 217 Smoke extract fans | 21701 Smoke extract Roof fans | MRH | 19810 | EUR
9995316 | MRH 1120-4-18.5-F400 |  | 217 Smoke extract fans | 21701 Smoke extract Roof fans | MRH | 25769 | EUR
9995317 | MRH 1120-4-22-F400 |  | 217 Smoke extract fans | 21701 Smoke extract Roof fans | MRH | 24832 | EUR
9995318 | MRH 1120-4-30-F400 |  | 217 Smoke extract fans | 21701 Smoke extract Roof fans | MRH | 29180 | EUR
9995319 | MRH 1250-4-22-F400 |  | 217 Smoke extract fans | 21701 Smoke extract Roof fans | MRH | 27594 | EUR
9995320 | MRH 1250-4-30-F400 |  | 217 Smoke extract fans | 21701 Smoke extract Roof fans | MRH | 30831 | EUR
9995321 | MRH 1250-4-37-F400 |  | 217 Smoke extract fans | 21701 Smoke extract Roof fans | MRH | 34648 | EUR
381752 | AJ8 355-2/4(B)-TR+REV |  | 217 Smoke extract fans | 21703 Smoke extract Axial Jet fans | AJ8(B) | 3134 | EUR
381759 | AJ8 400-2/4(B)-TR MAX+REV |  | 217 Smoke extract fans | 21703 Smoke extract Axial Jet fans | AJ8(B) | 3698 | EUR
381760 | AJ8 400-2/4(B)-TR+REV |  | 217 Smoke extract fans | 21703 Smoke extract Axial Jet fans | AJ8(B) | 3501 | EUR
381767 | AJ8 315-2/4(B)-TR |  | 217 Smoke extract fans | 21703 Smoke extract Axial Jet fans | AJ8(B) | 2585 | EUR
381773 | AJ8 355-2/4(B)-TR |  | 217 Smoke extract fans | 21703 Smoke extract Axial Jet fans | AJ8(B) | 2825 | EUR
381780 | AJ8 400-2/4(B)-TR MAX |  | 217 Smoke extract fans | 21703 Smoke extract Axial Jet fans | AJ8(B) | 3389 | EUR
381781 | AJ8 400-2/4(B)-TR |  | 217 Smoke extract fans | 21703 Smoke extract Axial Jet fans | AJ8(B) | 3192 | EUR
381743 | AJ8 315-2/4(B)-TR SA+REV |  | 217 Smoke extract fans | 21703 Smoke extract Axial Jet fans | AJ8(B)60HZ | 2894 | EUR
381749 | AJ8 355-2/4(B)-TR SA+REV |  | 217 Smoke extract fans | 21703 Smoke extract Axial Jet fans | AJ8(B)60HZ | 3134 | EUR
381755 | AJ8 400-2/4(B)-TR SA+REV |  | 217 Smoke extract fans | 21703 Smoke extract Axial Jet fans | AJ8(B)60HZ | 3501 | EUR
381764 | AJ8 315-2/4(B)-TR SA |  | 217 Smoke extract fans | 21703 Smoke extract Axial Jet fans | AJ8(B)60HZ | 2585 | EUR
381770 | AJ8 355-2/4(B)-TR SA |  | 217 Smoke extract fans | 21703 Smoke extract Axial Jet fans | AJ8(B)60HZ | 2825 | EUR
381776 | AJ8 400-2/4(B)-TR SA |  | 217 Smoke extract fans | 21703 Smoke extract Axial Jet fans | AJ8(B)60HZ | 3192 | EUR
381751 | AJ8 355-2/4(F)-TR+REV |  | 217 Smoke extract fans | 21703 Smoke extract Axial Jet fans | AJ8(F) | 4099 | EUR
381757 | AJ8 400-2/4(F)-TR MAX+REV |  | 217 Smoke extract fans | 21703 Smoke extract Axial Jet fans | AJ8(F) | 4395 | EUR
381758 | AJ8 400-2/4(F)-TR+REV |  | 217 Smoke extract fans | 21703 Smoke extract Axial Jet fans | AJ8(F) | 4235 | EUR
381766 | AJ8 315-2/4(F)-TR |  | 217 Smoke extract fans | 21703 Smoke extract Axial Jet fans | AJ8(F) | 3623 | EUR
381772 | AJ8 355-2/4(F)-TR |  | 217 Smoke extract fans | 21703 Smoke extract Axial Jet fans | AJ8(F) | 3799 | EUR
381778 | AJ8 400-2/4(F)-TR MAX |  | 217 Smoke extract fans | 21703 Smoke extract Axial Jet fans | AJ8(F) | 4095 | EUR
381779 | AJ8 400-2/4(F)-TR |  | 217 Smoke extract fans | 21703 Smoke extract Axial Jet fans | AJ8(F) | 3935 | EUR
381742 | AJ8 315-2/4(F)-TR SA+REV |  | 217 Smoke extract fans | 21703 Smoke extract Axial Jet fans | AJ8(F)60HZ | 3923 | EUR
381748 | AJ8 355-2/4(F)-TR SA+REV |  | 217 Smoke extract fans | 21703 Smoke extract Axial Jet fans | AJ8(F)60HZ | 4099 | EUR
381754 | AJ8 400-2/4(F)-TR SA+REV |  | 217 Smoke extract fans | 21703 Smoke extract Axial Jet fans | AJ8(F)60HZ | 4235 | EUR
381763 | AJ8 315-2/4(F)-TR SA |  | 217 Smoke extract fans | 21703 Smoke extract Axial Jet fans | AJ8(F)60HZ | 3623 | EUR
381769 | AJ8 355-2/4(F)-TR SA |  | 217 Smoke extract fans | 21703 Smoke extract Axial Jet fans | AJ8(F)60HZ | 3799 | EUR
381775 | AJ8 400-2/4(F)-TR SA |  | 217 Smoke extract fans | 21703 Smoke extract Axial Jet fans | AJ8(F)60HZ | 3935 | EUR
381704 | AJR 315-2/4(B)-TR+REV |  | 217 Smoke extract fans | 21703 Smoke extract Axial Jet fans | AJR(B) | 2364 | EUR
381710 | AJR 355-2/4(B)-TR+REV |  | 217 Smoke extract fans | 21703 Smoke extract Axial Jet fans | AJR(B) | 2527 | EUR
381717 | AJR 400-2/4(B)-TR MAX+REV |  | 217 Smoke extract fans | 21703 Smoke extract Axial Jet fans | AJR(B) | 2760 | EUR
381718 | AJR 400-2/4(B)-TR+REV |  | 217 Smoke extract fans | 21703 Smoke extract Axial Jet fans | AJR(B) | 2607 | EUR
381725 | AJR 315-2/4(B)-TR |  | 217 Smoke extract fans | 21703 Smoke extract Axial Jet fans | AJR(B) | 2055 | EUR
381731 | AJR 355-2/4(B)-TR |  | 217 Smoke extract fans | 21703 Smoke extract Axial Jet fans | AJR(B) | 2218 | EUR
381738 | AJR 400-2/4(B)-TR MAX |  | 217 Smoke extract fans | 21703 Smoke extract Axial Jet fans | AJR(B) | 2451 | EUR
381739 | AJR 400-2/4(B)-TR |  | 217 Smoke extract fans | 21703 Smoke extract Axial Jet fans | AJR(B) | 2298 | EUR
381746 | AJ8 315-2/4(B)-TR+REV |  | 217 Smoke extract fans | 21703 Smoke extract Axial Jet fans | AJR(B) | 2894 | EUR
381701 | AJR 315-2/4(B)-TR SA+REV |  | 217 Smoke extract fans | 21703 Smoke extract Axial Jet fans | AJR(B)60HZ | 2364 | EUR
381707 | AJR 355-2/4(B)-TR SA+REV |  | 217 Smoke extract fans | 21703 Smoke extract Axial Jet fans | AJR(B)60HZ | 2527 | EUR
381713 | AJR 400-2/4(B)-TR SA+REV |  | 217 Smoke extract fans | 21703 Smoke extract Axial Jet fans | AJR(B)60HZ | 2607 | EUR
381722 | AJR 315-2/4(B)-TR SA |  | 217 Smoke extract fans | 21703 Smoke extract Axial Jet fans | AJR(B)60HZ | 2055 | EUR
381728 | AJR 355-2/4(B)-TR SA |  | 217 Smoke extract fans | 21703 Smoke extract Axial Jet fans | AJR(B)60HZ | 2218 | EUR
381734 | AJR 400-2/4(B)-TR SA |  | 217 Smoke extract fans | 21703 Smoke extract Axial Jet fans | AJR(B)60HZ | 2298 | EUR
381703 | AJR 315-2/4(F)-TR+REV |  | 217 Smoke extract fans | 21703 Smoke extract Axial Jet fans | AJR(F) | 3185 | EUR
381709 | AJR 355-2/4(F)-TR+REV |  | 217 Smoke extract fans | 21703 Smoke extract Axial Jet fans | AJR(F) | 3299 | EUR
381715 | AJR 400-2/4(F)-TR MAX+REV |  | 217 Smoke extract fans | 21703 Smoke extract Axial Jet fans | AJR(F) | 3844 | EUR
381716 | AJR 400-2/4(F)-TR+REV |  | 217 Smoke extract fans | 21703 Smoke extract Axial Jet fans | AJR(F) | 3686 | EUR
381724 | AJR 315-2/4(F)-TR |  | 217 Smoke extract fans | 21703 Smoke extract Axial Jet fans | AJR(F) | 2885 | EUR
381730 | AJR 355-2/4(F)-TR |  | 217 Smoke extract fans | 21703 Smoke extract Axial Jet fans | AJR(F) | 2999 | EUR
381736 | AJR 400-2/4(F)-TR MAX |  | 217 Smoke extract fans | 21703 Smoke extract Axial Jet fans | AJR(F) | 3544 | EUR
381737 | AJR 400-2/4(F)-TR |  | 217 Smoke extract fans | 21703 Smoke extract Axial Jet fans | AJR(F) | 3386 | EUR
381745 | AJ8 315-2/4(F)-TR+REV |  | 217 Smoke extract fans | 21703 Smoke extract Axial Jet fans | AJR(F) | 3923 | EUR
381700 | AJR 315-2/4(F)-TR SA+REV |  | 217 Smoke extract fans | 21703 Smoke extract Axial Jet fans | AJR(F)60HZ | 3185 | EUR
381706 | AJR 355-2/4(F)-TR SA+REV |  | 217 Smoke extract fans | 21703 Smoke extract Axial Jet fans | AJR(F)60HZ | 3299 | EUR
381712 | AJR 400-2/4(F)-TR SA+REV |  | 217 Smoke extract fans | 21703 Smoke extract Axial Jet fans | AJR(F)60HZ | 3686 | EUR
381721 | AJR 315-2/4(F)-TR SA |  | 217 Smoke extract fans | 21703 Smoke extract Axial Jet fans | AJR(F)60HZ | 2885 | EUR
381727 | AJR 355-2/4(F)-TR SA |  | 217 Smoke extract fans | 21703 Smoke extract Axial Jet fans | AJR(F)60HZ | 2999 | EUR
381733 | AJR 400-2/4(F)-TR SA |  | 217 Smoke extract fans | 21703 Smoke extract Axial Jet fans | AJR(F)60HZ | 3386 | EUR
95689 | BKF 315D4-6-XL/F400 |  | 217 Smoke extract fans | 21704 Smoke extract Centrifugal fans | BKF | 1877 | EUR
95690 | BKF 315D4-8-XL/F400 |  | 217 Smoke extract fans | 21704 Smoke extract Centrifugal fans | BKF | 1730 | EUR
95693 | BKF 355D4-6/F400 |  | 217 Smoke extract fans | 21704 Smoke extract Centrifugal fans | BKF | 1945 | EUR
95694 | BKF 355D4-8/F400 |  | 217 Smoke extract fans | 21704 Smoke extract Centrifugal fans | BKF | 1815 | EUR
95697 | BKF 400D4-6-XS/F400 |  | 217 Smoke extract fans | 21704 Smoke extract Centrifugal fans | BKF | 2261 | EUR
95700 | BKF 400D4-6-XL/F400 |  | 217 Smoke extract fans | 21704 Smoke extract Centrifugal fans | BKF | 2313 | EUR
95701 | BKF 400D4-8-XL/F400 |  | 217 Smoke extract fans | 21704 Smoke extract Centrifugal fans | BKF | 2223 | EUR
95704 | BKF 450D4-6/F400 |  | 217 Smoke extract fans | 21704 Smoke extract Centrifugal fans | BKF | 2496 | EUR
95705 | BKF 450D4-8/F400 |  | 217 Smoke extract fans | 21704 Smoke extract Centrifugal fans | BKF | 2393 | EUR
95708 | BKF 500D4-6-XS/F400 |  | 217 Smoke extract fans | 21704 Smoke extract Centrifugal fans | BKF | 2710 | EUR
95711 | BKF 500D4-6-XL/F400 |  | 217 Smoke extract fans | 21704 Smoke extract Centrifugal fans | BKF | 2980 | EUR
95712 | BKF 500D4-8-XL/F400 |  | 217 Smoke extract fans | 21704 Smoke extract Centrifugal fans | BKF | 2685 | EUR
95715 | BKF 560D4-6/F400 |  | 217 Smoke extract fans | 21704 Smoke extract Centrifugal fans | BKF | 3125 | EUR
95716 | BKF 560D4-8/F400 |  | 217 Smoke extract fans | 21704 Smoke extract Centrifugal fans | BKF | 3009 | EUR
95719 | BKF 630D4-6-XS/F400 |  | 217 Smoke extract fans | 21704 Smoke extract Centrifugal fans | BKF | 3809 | EUR
95720 | BKF 630D4-8-XS/F400 |  | 217 Smoke extract fans | 21704 Smoke extract Centrifugal fans | BKF | 3764 | EUR
95723 | BKF 630D4-6-XM/F400 |  | 217 Smoke extract fans | 21704 Smoke extract Centrifugal fans | BKF | 4673 | EUR
95724 | BKF 630D4-8-XM/F400 |  | 217 Smoke extract fans | 21704 Smoke extract Centrifugal fans | BKF | 4380 | EUR
95727 | BKF 630D4-6-XL/F400 |  | 217 Smoke extract fans | 21704 Smoke extract Centrifugal fans | BKF | 4922 | EUR
95728 | BKF 630D4-8-XL/F400 |  | 217 Smoke extract fans | 21704 Smoke extract Centrifugal fans | BKF | 4613 | EUR
9995020 | BKF 630D4-XS/F400 IE3 |  | 217 Smoke extract fans | 21704 Smoke extract Centrifugal fans | BKF | 2929 | EUR
9995021 | BKF 630D4-XM/F400 IE3 |  | 217 Smoke extract fans | 21704 Smoke extract Centrifugal fans | BKF | 3008 | EUR
9995022 | BKF 630D4-XL/F400 IE3 |  | 217 Smoke extract fans | 21704 Smoke extract Centrifugal fans | BKF | 3573 | EUR
9995023 | BKF 630D6-XL/F400 IE3 |  | 217 Smoke extract fans | 21704 Smoke extract Centrifugal fans | BKF | 3161 | EUR
9995024 | BKF 630D6-XM/F400 IE3 |  | 217 Smoke extract fans | 21704 Smoke extract Centrifugal fans | BKF | 2982 | EUR
9995025 | BKF 630D6-XS/F400 IE3 |  | 217 Smoke extract fans | 21704 Smoke extract Centrifugal fans | BKF | 2913 | EUR
9995026 | BKF 800D6-XS/F400 IE3 |  | 217 Smoke extract fans | 21704 Smoke extract Centrifugal fans | BKF | 4446 | EUR
9995027 | BKF 800D6-XL/F400 IE3 |  | 217 Smoke extract fans | 21704 Smoke extract Centrifugal fans | BKF | 5026 | EUR
9995028 | BKF 560D4/F400 IE3 |  | 217 Smoke extract fans | 21704 Smoke extract Centrifugal fans | BKF | 2240 | EUR
9995029 | BKF 500D4-XL/F400 IE3 |  | 217 Smoke extract fans | 21704 Smoke extract Centrifugal fans | BKF | 2173 | EUR
9995070 | BKF 400D4-XL/F400 IE3 |  | 217 Smoke extract fans | 21704 Smoke extract Centrifugal fans | BKF | 1780 | EUR
9995071 | BKF 450D4/F400 IE3 |  | 217 Smoke extract fans | 21704 Smoke extract Centrifugal fans | BKF | 1796 | EUR
9995072 | BKF 500D4-XS/F400 IE3 |  | 217 Smoke extract fans | 21704 Smoke extract Centrifugal fans | BKF | 2086 | EUR
9995073 | BKF 560D6/F400 IE3 |  | 217 Smoke extract fans | 21704 Smoke extract Centrifugal fans | BKF | 2169 | EUR
9995074 | BKF 500D6-XL/F400 IE3 |  | 217 Smoke extract fans | 21704 Smoke extract Centrifugal fans | BKF | 2165 | EUR
9995075 | BKF 500D6-XS/F400 IE3 |  | 217 Smoke extract fans | 21704 Smoke extract Centrifugal fans | BKF | 2072 | EUR
9995110 | BKF 450D6/F400 IE3 50/60Hz |  | 217 Smoke extract fans | 21704 Smoke extract Centrifugal fans | BKF | 2209 | EUR
9995111 | BKF 500D6-XS/F400 IE3 50/60Hz |  | 217 Smoke extract fans | 21704 Smoke extract Centrifugal fans | BKF | 2466 | EUR
9995112 | BKF 560D6/F400 IE3 50/60Hz |  | 217 Smoke extract fans | 21704 Smoke extract Centrifugal fans | BKF | 2557 | EUR
9995113 | BKF 630D6-XS/F400 IE3 50/60Hz |  | 217 Smoke extract fans | 21704 Smoke extract Centrifugal fans | BKF | 3588 | EUR
9995114 | BKF 630D6-XL/F400 IE3 50/60Hz |  | 217 Smoke extract fans | 21704 Smoke extract Centrifugal fans | BKF | 4207 | EUR
9995194 | BKF 800D8-XL/F400 IE3 |  | 217 Smoke extract fans | 21704 Smoke extract Centrifugal fans | BKF | 4531 | EUR
9995197 | BKF 315D6-XL/F400 IE2 50/60Hz |  | 217 Smoke extract fans | 21704 Smoke extract Centrifugal fans | BKF | 1351 | EUR
9995198 | BKF 315D4-XL/F400 IE3 |  | 217 Smoke extract fans | 21704 Smoke extract Centrifugal fans | BKF | 1491 | EUR
9995199 | BKF 355D6/F400 IE2 50/60Hz |  | 217 Smoke extract fans | 21704 Smoke extract Centrifugal fans | BKF | 1393 | EUR
9995200 | BKF 355D4/F400 IE3 |  | 217 Smoke extract fans | 21704 Smoke extract Centrifugal fans | BKF | 1605 | EUR
9995201 | BKF 400D6-XS/F400 IE2 |  | 217 Smoke extract fans | 21704 Smoke extract Centrifugal fans | BKF | 1636 | EUR
9995202 | BKF 400D6-XL/F400 IE2 50/60Hz |  | 217 Smoke extract fans | 21704 Smoke extract Centrifugal fans | BKF | 1681 | EUR
9995203 | BKF 400D4-XS/F400 IE3 |  | 217 Smoke extract fans | 21704 Smoke extract Centrifugal fans | BKF | 1855 | EUR
9995366 | BKF 355D8/F400 IE2 |  | 217 Smoke extract fans | 21704 Smoke extract Centrifugal fans | BKF | 1417 | EUR
9995556 | BKF 710D6-XL-F400 |  | 217 Smoke extract fans | 21704 Smoke extract Centrifugal fans | BKF | 3854 | EUR
31588 | KBR/F 280D2-4 smoke extr. F400 |  | 217 Smoke extract fans | 21704 Smoke extract Centrifugal fans | KBR/F | 2120 | EUR
87940 | KBR/F 315D2 sm ext F400 |  | 217 Smoke extract fans | 21704 Smoke extract Centrifugal fans | KBR/F | 2050 | EUR
87941 | KBR/F 355D2 sm ext F400 |  | 217 Smoke extract fans | 21704 Smoke extract Centrifugal fans | KBR/F | 2620 | EUR
87942 | KBR/F 355D2/K ext F400 |  | 217 Smoke extract fans | 21704 Smoke extract Centrifugal fans | KBR/F | 2560 | EUR
251435 | KBR/F 280D4 smoke extr. F400 |  | 217 Smoke extract fans | 21704 Smoke extract Centrifugal fans | KBR/F | 1820 | EUR
251436 | KBR/F 315D4 smoke extr. F400 |  | 217 Smoke extract fans | 21704 Smoke extract Centrifugal fans | KBR/F | 2170 | EUR
255930 | KBR/F 355D4/K smoke extr. F400 |  | 217 Smoke extract fans | 21704 Smoke extract Centrifugal fans | KBR/F | 2170 | EUR
255932 | KBR/F 355D4 smoke extr. F400 |  | 217 Smoke extract fans | 21704 Smoke extract Centrifugal fans | KBR/F | 2220 | EUR
266292 | KBR/F 280D2 smoke extr. F400 |  | 217 Smoke extract fans | 21704 Smoke extract Centrifugal fans | KBR/F | 1938 | EUR
382407 | KBR/F 280EC |  | 217 Smoke extract fans | 21704 Smoke extract Centrifugal fans | KBR/F-EC | 1995 | EUR
382409 | KBR/F 315EC |  | 217 Smoke extract fans | 21704 Smoke extract Centrifugal fans | KBR/F-EC | 2195 | EUR
382411 | KBR/F 315EC-L |  | 217 Smoke extract fans | 21704 Smoke extract Centrifugal fans | KBR/F-EC | 2559 | EUR
382412 | KBR/F 355EC-K |  | 217 Smoke extract fans | 21704 Smoke extract Centrifugal fans | KBR/F-EC | 2225 | EUR
382413 | KBR/F 355EC |  | 217 Smoke extract fans | 21704 Smoke extract Centrifugal fans | KBR/F-EC | 2328 | EUR
454806 | KBR/F 355 EC-L |  | 217 Smoke extract fans | 21704 Smoke extract Centrifugal fans | KBR/F-EC | 3575 | EUR
92041 | MUB/F 042 400D4 |  | 217 Smoke extract fans | 21704 Smoke extract Centrifugal fans | MUB/F | 2544 | EUR
92042 | MUB/F 042 400D6 |  | 217 Smoke extract fans | 21704 Smoke extract Centrifugal fans | MUB/F | 2672 | EUR
92043 | MUB/F 042 400D4-6 |  | 217 Smoke extract fans | 21704 Smoke extract Centrifugal fans | MUB/F | 3083 | EUR
92044 | MUB/F 042 450D4 |  | 217 Smoke extract fans | 21704 Smoke extract Centrifugal fans | MUB/F | 2574 | EUR
92045 | MUB/F 042 450D6 |  | 217 Smoke extract fans | 21704 Smoke extract Centrifugal fans | MUB/F | 2720 | EUR
92046 | MUB/F 042 450D4-6 |  | 217 Smoke extract fans | 21704 Smoke extract Centrifugal fans | MUB/F | 3083 | EUR
92047 | MUB/F 062 500D4 |  | 217 Smoke extract fans | 21704 Smoke extract Centrifugal fans | MUB/F | 3112 | EUR
92048 | MUB/F 062 500D6 |  | 217 Smoke extract fans | 21704 Smoke extract Centrifugal fans | MUB/F | 3151 | EUR
92049 | MUB/F 062 500D4-6 |  | 217 Smoke extract fans | 21704 Smoke extract Centrifugal fans | MUB/F | 4579 | EUR
92050 | MUB/F 062 560D4 |  | 217 Smoke extract fans | 21704 Smoke extract Centrifugal fans | MUB/F | 3826 | EUR
92051 | MUB/F 062 560D6 |  | 217 Smoke extract fans | 21704 Smoke extract Centrifugal fans | MUB/F | 3914 | EUR
92052 | MUB/F 062 560D4-6 |  | 217 Smoke extract fans | 21704 Smoke extract Centrifugal fans | MUB/F | 4658 | EUR
92053 | MUB/F 062 630D4 |  | 217 Smoke extract fans | 21704 Smoke extract Centrifugal fans | MUB/F | 4453 | EUR
92054 | MUB/F 062 630D6 |  | 217 Smoke extract fans | 21704 Smoke extract Centrifugal fans | MUB/F | 4501 | EUR
92055 | MUB/F 062 630D4-6 |  | 217 Smoke extract fans | 21704 Smoke extract Centrifugal fans | MUB/F | 6234 | EUR
79013 | IV 50-4/8 (B) |  | 217 Smoke extract fans | 21705 Smoke extract Centrifugal Jet fans | IV(B) | 2800 | EUR
79390 | IV 100-4/8 (B) |  | 217 Smoke extract fans | 21705 Smoke extract Centrifugal Jet fans | IV(B) | 4130 | EUR
92028 | IV 50-4 (B) IE3 |  | 217 Smoke extract fans | 21705 Smoke extract Centrifugal Jet fans | IV(B) | 2680 | EUR
92029 | IV 50-4/6 (B) |  | 217 Smoke extract fans | 21705 Smoke extract Centrifugal Jet fans | IV(B) | 2850 | EUR
92032 | IV 100-4 (B) IE3 |  | 217 Smoke extract fans | 21705 Smoke extract Centrifugal Jet fans | IV(B) | 4130 | EUR
92034 | IV 100-4/6 (B) |  | 217 Smoke extract fans | 21705 Smoke extract Centrifugal Jet fans | IV(B) | 4130 | EUR
218835 | IV 50-4/8 (B) + REV |  | 217 Smoke extract fans | 21705 Smoke extract Centrifugal Jet fans | IV(B) | 3003 | EUR
229748 | IHS 50-4/8 (B) |  | 217 Smoke extract fans | 21705 Smoke extract Centrifugal Jet fans | IV(B) | 3371 | EUR
251834 | IV 50-4/6 (B) + REV |  | 217 Smoke extract fans | 21705 Smoke extract Centrifugal Jet fans | IV(B) | 3053 | EUR
381662 | IV 50-4/8 (B) 60Hz |  | 217 Smoke extract fans | 21705 Smoke extract Centrifugal Jet fans | IV(B) | 2973.3 | EUR
92035 | IV 50-4 (F) IE3 |  | 217 Smoke extract fans | 21705 Smoke extract Centrifugal Jet fans | IV(F) | 3580 | EUR
92036 | IV 50-4/6 (F) |  | 217 Smoke extract fans | 21705 Smoke extract Centrifugal Jet fans | IV(F) | 3780 | EUR
92037 | IV 50-4/8 (F) |  | 217 Smoke extract fans | 21705 Smoke extract Centrifugal Jet fans | IV(F) | 3550 | EUR
92038 | IV 100-4 (F) IE3 |  | 217 Smoke extract fans | 21705 Smoke extract Centrifugal Jet fans | IV(F) | 5090 | EUR
92039 | IV 100-4/6 (F) |  | 217 Smoke extract fans | 21705 Smoke extract Centrifugal Jet fans | IV(F) | 5820 | EUR
92040 | IV 100-4/8 (F) |  | 217 Smoke extract fans | 21705 Smoke extract Centrifugal Jet fans | IV(F) | 5730 | EUR
380445 | IV 50-4/8 (F) + REV |  | 217 Smoke extract fans | 21705 Smoke extract Centrifugal Jet fans | IV(F) | 3795 | EUR
488806 | SAVE VSC 100 |  | 301 Counter flow units | 30101 False ceiling | SAVE | 3378 | EUR
488807 | SAVE VSC 200 |  | 301 Counter flow units | 30101 False ceiling | SAVE | 3517 | EUR
488808 | SAVE VSC 300 |  | 301 Counter flow units | 30101 False ceiling | SAVE | 3782 | EUR
488900 | SAVE VSC-E 100 |  | 301 Counter flow units | 30101 False ceiling | SAVE-E | 4038 | EUR
488901 | SAVE VSC-E 200 |  | 301 Counter flow units | 30101 False ceiling | SAVE-E | 4598 | EUR
488902 | SAVE VSC-E 300 |  | 301 Counter flow units | 30101 False ceiling | SAVE-E | 4890 | EUR
488840 | SAVE VTC 300 R |  | 301 Counter flow units | 30102 Top connected | SAVE | 3739 | EUR
488841 | SAVE VTC 300 L |  | 301 Counter flow units | 30102 Top connected | SAVE | 3739 | EUR
488842 | SAVE VTC 500 R |  | 301 Counter flow units | 30102 Top connected | SAVE | 5006 | EUR
488843 | SAVE VTC 500 L |  | 301 Counter flow units | 30102 Top connected | SAVE | 5006 | EUR
488844 | SAVE VTC 700 R |  | 301 Counter flow units | 30102 Top connected | SAVE | 6221 | EUR
488845 | SAVE VTC 700 L |  | 301 Counter flow units | 30102 Top connected | SAVE | 6221 | EUR
488861 | SAVE VTC 200 - 1 R |  | 301 Counter flow units | 30102 Top connected | SAVE | 3116 | EUR
488862 | SAVE VTC 200 - 1 L |  | 301 Counter flow units | 30102 Top connected | SAVE | 3116 | EUR
488903 | SAVE VTC-E 200 - 1 R |  | 301 Counter flow units | 30102 Top connected | SAVE-E | 3865 | EUR
488904 | SAVE VTC-E 200 - 1 L |  | 301 Counter flow units | 30102 Top connected | SAVE-E | 3865 | EUR
488905 | SAVE VTC-E 300 R |  | 301 Counter flow units | 30102 Top connected | SAVE-E | 4469 | EUR
488907 | SAVE VTC-E 500 R |  | 301 Counter flow units | 30102 Top connected | SAVE-E | 6280 | EUR
488908 | SAVE VTC-E 500 L |  | 301 Counter flow units | 30102 Top connected | SAVE-E | 6280 | EUR
488914 | SAVE VTC-E 700 L |  | 301 Counter flow units | 30102 Top connected | SAVE-E | 8071 | EUR
488863 | SAVE VSR 200/B R |  | 302 Rotary units | 30201 False ceiling | SAVE | 3245 | EUR
488864 | SAVE VSR 200/B L |  | 302 Rotary units | 30201 False ceiling | SAVE | 3245 | EUR
488866 | SAVE VSR 700 |  | 302 Rotary units | 30201 False ceiling | SAVE | 6567 | EUR
488881 | SAVE VSR 400 |  | 302 Rotary units | 30201 False ceiling | SAVE | 3811 | EUR
488884 | SAVE VSR 150/B R |  | 302 Rotary units | 30201 False ceiling | SAVE | 3373 | EUR
488885 | SAVE VSR 150/B L |  | 302 Rotary units | 30201 False ceiling | SAVE | 3373 | EUR
488809 | SAVE VTR 100/B |  | 302 Rotary units | 30202 Top connected | SAVE | 3025 | EUR
488810 | SAVE VTR 150/K R 1000W White |  | 302 Rotary units | 30202 Top connected | SAVE | 4151 | EUR
488811 | SAVE VTR 150/K L 1000W White |  | 302 Rotary units | 30202 Top connected | SAVE | 4151 | EUR
488812 | SAVE VTR 150/K R 500W White |  | 302 Rotary units | 30202 Top connected | SAVE | 4182 | EUR
488813 | SAVE VTR 150/K L 500W White |  | 302 Rotary units | 30202 Top connected | SAVE | 4182 | EUR
488814 | SAVE VTR 150/K R 1000W S.S |  | 302 Rotary units | 30202 Top connected | SAVE | 4099 | EUR
488815 | SAVE VTR 150/K L 1000W S.S |  | 302 Rotary units | 30202 Top connected | SAVE | 4099 | EUR
488816 | SAVE VTR 150/K R 500W S.S |  | 302 Rotary units | 30202 Top connected | SAVE | 4120 | EUR
488817 | SAVE VTR 150/K L 500W S.S |  | 302 Rotary units | 30202 Top connected | SAVE | 4120 | EUR
488818 | SAVE VTR 150/B R 1000W |  | 302 Rotary units | 30202 Top connected | SAVE | 3255 | EUR
488819 | SAVE VTR 150/B L 1000W |  | 302 Rotary units | 30202 Top connected | SAVE | 3255 | EUR
488820 | SAVE VTR 150/B R 500W |  | 302 Rotary units | 30202 Top connected | SAVE | 3286 | EUR
488821 | SAVE VTR 150/B L 500W |  | 302 Rotary units | 30202 Top connected | SAVE | 3286 | EUR
488822 | SAVE VTR 250/B R 1000W |  | 302 Rotary units | 30202 Top connected | SAVE | 3492 | EUR
488823 | SAVE VTR 250/B L 1000W |  | 302 Rotary units | 30202 Top connected | SAVE | 3492 | EUR
488824 | SAVE VTR 250/B R 500W |  | 302 Rotary units | 30202 Top connected | SAVE | 3502 | EUR
488825 | SAVE VTR 250/B L 500W |  | 302 Rotary units | 30202 Top connected | SAVE | 3502 | EUR
488830 | SAVE VTR 500 R |  | 302 Rotary units | 30202 Top connected | SAVE | 4182 | EUR
488831 | SAVE VTR 500 L |  | 302 Rotary units | 30202 Top connected | SAVE | 4182 | EUR
488834 | SAVE VTR 700 R |  | 302 Rotary units | 30202 Top connected | SAVE | 7395 | EUR
488835 | SAVE VTR 700 L |  | 302 Rotary units | 30202 Top connected | SAVE | 7395 | EUR
488857 | SAVE VTR 100/B R FH |  | 302 Rotary units | 30202 Top connected | SAVE | 3089 | EUR
488859 | SAVE VTR 150/B R 500W FH |  | 302 Rotary units | 30202 Top connected | SAVE | 3080 | EUR
488879 | SAVE VTR 275/B R 500W |  | 302 Rotary units | 30202 Top connected | SAVE | 3391 | EUR
488880 | SAVE VTR 275/B L 500W |  | 302 Rotary units | 30202 Top connected | SAVE | 3391 | EUR
488920 | SAVE VTR 350/B R |  | 302 Rotary units | 30202 Top connected | SAVE | 3339 | EUR
488921 | SAVE VTR 350/B L |  | 302 Rotary units | 30202 Top connected | SAVE | 3339 | EUR
588879 | SAVE VTR 275/B R 1000W |  | 302 Rotary units | 30202 Top connected | SAVE | 3247 | EUR
588880 | SAVE VTR 275/B L 1000W |  | 302 Rotary units | 30202 Top connected | SAVE | 3226 | EUR
488802 | SAVE VSR 300 |  | 302 Rotary units | 30203 Side connected | SAVE | 3306 | EUR
488804 | SAVE VSR 500 |  | 302 Rotary units | 30203 Side connected | SAVE | 3822 | EUR
12286 | Ø51 Wall outlet, white plastic |  | 306 Vacuum systems | 30601 Vacuum systems | RS | 19 | EUR
12287 | Ø51 Wall outlet, brassic |  | 306 Vacuum systems | 30601 Vacuum systems | RS | 111 | EUR
12288 | Ø51 Frame for wall outlet |  | 306 Vacuum systems | 30601 Vacuum systems | RS | 9 | EUR
12291 | Ø51 Outlet for pipe |  | 306 Vacuum systems | 30601 Vacuum systems | RS | 27 | EUR
12292 | Extension thick walls |  | 306 Vacuum systems | 30601 Vacuum systems | RS | 7 | EUR
12293 | Ø51 T-piece on wall outlet |  | 306 Vacuum systems | 30601 Vacuum systems | RS | 8 | EUR
12294 | Ø51 Floor adapter for outlet |  | 306 Vacuum systems | 30601 Vacuum systems | RS | 9 | EUR
12295 | Ø51 45 GR Bend for pipe system |  | 306 Vacuum systems | 30601 Vacuum systems | RS | 4 | EUR
12296 | Ø51 90 GR K-Bend for outlet |  | 306 Vacuum systems | 30601 Vacuum systems | RS | 5 | EUR
12297 | Ø51 90 GR Bend for pipe system |  | 306 Vacuum systems | 30601 Vacuum systems | RS | 4 | EUR
12298 | Ø51 45 GR Y-pipe |  | 306 Vacuum systems | 30601 Vacuum systems | RS | 8 | EUR
12299 | Ø51 90 GR Y-pipe |  | 306 Vacuum systems | 30601 Vacuum systems | RS | 7 | EUR
12300 | Ø51 Coupling |  | 306 Vacuum systems | 30601 Vacuum systems | RS | 5 | EUR
12302 | Ø51 90 GR. Y-pipe twistable |  | 306 Vacuum systems | 30601 Vacuum systems | RS | 9 | EUR
12303 | Ø51 90 GR Bend, twistable |  | 306 Vacuum systems | 30601 Vacuum systems | RS | 12 | EUR
12331 | Pipe straps |  | 306 Vacuum systems | 30601 Vacuum systems | RS | 5 | EUR
12962 | Ø51 Pipe 1,15 M |  | 306 Vacuum systems | 30601 Vacuum systems | RS | 17 | EUR
12307 | Ø51 Coupling on hose |  | 306 Vacuum systems | 30601 Vacuum systems | TS | 14 | EUR
3734 | VV RS1 Inlet kit, 1 inlet |  | 306 Vacuum systems | 30601 Vacuum systems | VV RS | 183 | EUR
3735 | VV RS2 Inlet kit, 2 inlets |  | 306 Vacuum systems | 30601 Vacuum systems | VV RS | 275 | EUR
3736 | VV RS3 Inlet kit, 3 inlets |  | 306 Vacuum systems | 30601 Vacuum systems | VV RS | 385 | EUR
3744 | VV SD Silencer |  | 306 Vacuum systems | 30601 Vacuum systems | VV RS | 30 | EUR
3745 | VV ASG wall grill disch. air |  | 306 Vacuum systems | 30601 Vacuum systems | VV RS | 16 | EUR
448581 | Filter for GEO 300/500 |  | 307 Geo thermal systems | 30701 Geo thermal systems | GEO | 82 | EUR
382300 | GEO 300 |  | 307 Geo thermal systems | 30701 Geo thermal systems | SAVE | 4373 | EUR
382500 | GEO 500 |  | 307 Geo thermal systems | 30701 Geo thermal systems | SAVE | 4679 | EUR
305041 | exhaust bend 90° DN 150 |  | 308 Ducts | 30801 Spiral | AB | 211 | EUR
313674 | exhaust bend 90° DN 200 |  | 308 Ducts | 30801 Spiral | AB | 242 | EUR
12085 | B 100 90 degree bend w/seals |  | 308 Ducts | 30801 Spiral | B | 15 | EUR
12086 | B 125 90 degree bend w/seals |  | 308 Ducts | 30801 Spiral | B | 17 | EUR
12087 | B 160 90 degree bend w/seals |  | 308 Ducts | 30801 Spiral | B | 20 | EUR
12088 | B 200 90 degree bend w/seals |  | 308 Ducts | 30801 Spiral | B | 40 | EUR
12089 | B 100 45 degree bend w/seals |  | 308 Ducts | 30801 Spiral | B | 14 | EUR
12090 | B 125 45 degree bend w/seals |  | 308 Ducts | 30801 Spiral | B | 16 | EUR
12091 | B 160 45 degree bend w/seals |  | 308 Ducts | 30801 Spiral | B | 16 | EUR
12092 | B 200 45 degree bend w/seals |  | 308 Ducts | 30801 Spiral | B | 36 | EUR
229502 | B 125 Bend 30° |  | 308 Ducts | 30801 Spiral | B | 16 | EUR
313564 | B 250 bend 45 degree w/seal |  | 308 Ducts | 30801 Spiral | B | 46 | EUR
313565 | B 250 bend 90 degree w/seal |  | 308 Ducts | 30801 Spiral | B | 68 | EUR
12093 | EB 160 blind cap |  | 308 Ducts | 30801 Spiral | EB | 11 | EUR
12094 | EB 200 blind cap |  | 308 Ducts | 30801 Spiral | EB | 12 | EUR
200820 | EB 100 blind cap |  | 308 Ducts | 30801 Spiral | EB | 9 | EUR
200821 | EB 125 blind cap |  | 308 Ducts | 30801 Spiral | EB | 10 | EUR
305037 | Muff 150 |  | 308 Ducts | 30801 Spiral | MF | 5 | EUR
309867 | Muff 180 |  | 308 Ducts | 30801 Spiral | MF | 9 | EUR
313562 | Muff 250 |  | 308 Ducts | 30801 Spiral | MF | 10 | EUR
12059 | NP 100 Connector,male w/seal |  | 308 Ducts | 30801 Spiral | NP | 7 | EUR
12060 | NP 160 Connector,male w/seal |  | 308 Ducts | 30801 Spiral | NP | 8 | EUR
12061 | NP 200 Connector,male w/seal |  | 308 Ducts | 30801 Spiral | NP | 9 | EUR
201348 | Nipple 125 |  | 308 Ducts | 30801 Spiral | NP | 7 | EUR
301760 | NP 250 connector, male w/seal |  | 308 Ducts | 30801 Spiral | NP | 18 | EUR
12077 | R 200-160 Reducer w/seal |  | 308 Ducts | 30801 Spiral | R | 25 | EUR
12078 | R 160-125 Reducer w/seal |  | 308 Ducts | 30801 Spiral | R | 20 | EUR
12079 | R 160-100 Reducer w/seal |  | 308 Ducts | 30801 Spiral | R | 19 | EUR
12080 | R 100-80 Reducer w/seal |  | 308 Ducts | 30801 Spiral | R | 13 | EUR
12081 | R 125-100 Reducer w/seal |  | 308 Ducts | 30801 Spiral | R | 14 | EUR
12082 | R 200-125 Reducer w/seal |  | 308 Ducts | 30801 Spiral | R | 23 | EUR
79806 | R 125-100 Reducer seal/seal |  | 308 Ducts | 30801 Spiral | R | 14 | EUR
79807 | R 150-100 Reducer seal/seal |  | 308 Ducts | 30801 Spiral | R | 18 | EUR
79808 | R 200-150 Reducer seal/seal |  | 308 Ducts | 30801 Spiral | R | 24 | EUR
79809 | R 250-150 Reducer seal/seal |  | 308 Ducts | 30801 Spiral | R | 27 | EUR
79812 | R 315-250 Reducer seal/seal |  | 308 Ducts | 30801 Spiral | R | 34 | EUR
305038 | R 150-125 Reducer seal/seal |  | 308 Ducts | 30801 Spiral | R | 19 | EUR
305039 | R 160-150 Reducer seal/seal |  | 308 Ducts | 30801 Spiral | R | 21 | EUR
305054 | R 250-200 Reducer w/seal |  | 308 Ducts | 30801 Spiral | R | 28 | EUR
309621 | R 180-125 Reducer w/seal |  | 308 Ducts | 30801 Spiral | R | 21 | EUR
309816 | R 180-160 Reducer w/seal |  | 308 Ducts | 30801 Spiral | R | 22 | EUR
309817 | R 200-180 Reducer w/seal |  | 308 Ducts | 30801 Spiral | R | 26 | EUR
12142 | SR 100-1,2 SPIRO duct |  | 308 Ducts | 30801 Spiral | SK | 19 | EUR
12143 | SR 125 1,2 SPIRO duct |  | 308 Ducts | 30801 Spiral | SK | 23 | EUR
12144 | SR 160-1,2 SPIRO duct |  | 308 Ducts | 30801 Spiral | SK | 30 | EUR
12145 | SR 200-1,2 SPIRO duct |  | 308 Ducts | 30801 Spiral | SK | 41 | EUR
313563 | SR 250-1,2 spiro duct |  | 308 Ducts | 30801 Spiral | SR | 44 | EUR
12063 | T 160-160 T-piece w/seal |  | 308 Ducts | 30801 Spiral | T | 44 | EUR
12064 | T 160-125 T-piece w/seal |  | 308 Ducts | 30801 Spiral | T | 40 | EUR
12065 | T 160-100 T-piece w/seal |  | 308 Ducts | 30801 Spiral | T | 33 | EUR
12067 | T 125-100 T-piece w/seal |  | 308 Ducts | 30801 Spiral | T | 30 | EUR
12068 | T 100-100 T-piece w/seal |  | 308 Ducts | 30801 Spiral | T | 28 | EUR
12070 | T 125-125 T-piece w/seal |  | 308 Ducts | 30801 Spiral | T | 33 | EUR
12071 | T 200-200 T-piece w/seal |  | 308 Ducts | 30801 Spiral | T | 57 | EUR
12072 | T 200-160 T-piece w/seal |  | 308 Ducts | 30801 Spiral | T | 48 | EUR
12074 | T 200-100 T-piece w/seal |  | 308 Ducts | 30801 Spiral | T | 46 | EUR
12075 | T 200-125 T-piece w/seal |  | 308 Ducts | 30801 Spiral | T | 47 | EUR
37257 | T 200-250 T-piece w/seal |  | 308 Ducts | 30801 Spiral | T | 79 | EUR
37258 | T 250-160 T-piece w/seal |  | 308 Ducts | 30801 Spiral | T | 71 | EUR
37259 | T 250-200 T-piece w/seal |  | 308 Ducts | 30801 Spiral | T | 79 | EUR
311239 | T 160-200 T-piece w/seal |  | 308 Ducts | 30801 Spiral | T | 64 | EUR
12110 | ZOOM 125, 200/400 Duct |  | 308 Ducts | 30801 Spiral | ZOOM | 24 | EUR
12111 | ZOOM 160, 200/400 Duct |  | 308 Ducts | 30801 Spiral | ZOOM | 29 | EUR
12112 | ZOOM 200, 200/400 Duct |  | 308 Ducts | 30801 Spiral | ZOOM | 34 | EUR
12113 | ZOOM 100, 600/1200 Duct |  | 308 Ducts | 30801 Spiral | ZOOM | 38 | EUR
12114 | ZOOM 125, 600/1200 Duct |  | 308 Ducts | 30801 Spiral | ZOOM | 44 | EUR
12115 | ZOOM 160, 600/1200 Duct |  | 308 Ducts | 30801 Spiral | ZOOM | 54 | EUR
12116 | ZOOM 200, 600/1200 Duct |  | 308 Ducts | 30801 Spiral | ZOOM | 86 | EUR
160148 | KWL VC System 151/125 |  | 308 Ducts | 30802 Oval, metal | KWL | 164 | EUR
160149 | KWL VC System 151/160 |  | 308 Ducts | 30802 Oval, metal | KWL | 205 | EUR
303052 | KWL angle diverter System 100 |  | 308 Ducts | 30802 Oval, metal | KWL | 106 | EUR
303053 | KWL angle diverter Sys 100-125 |  | 308 Ducts | 30802 Oval, metal | KWL | 111 | EUR
303177 | KWL junktion round/flat151/200 |  | 308 Ducts | 30802 Oval, metal | KWL | 294 | EUR
305007 | KWL duct connector, male S100 |  | 308 Ducts | 30802 Oval, metal | KWL | 15 | EUR
305008 | KWL duct connector, male S151 |  | 308 Ducts | 30802 Oval, metal | KWL | 18 | EUR
305009 | KWL connector, female S151 |  | 308 Ducts | 30802 Oval, metal | KWL | 25 | EUR
305010 | KWL matching flange S100 |  | 308 Ducts | 30802 Oval, metal | KWL | 14 | EUR
305011 | KWL matching flange S151 |  | 308 Ducts | 30802 Oval, metal | KWL | 17 | EUR
305013 | KWL T-pce junction flat100/100 |  | 308 Ducts | 30802 Oval, metal | KWL | 126 | EUR
305014 | KWL T-pce junction flat100/151 |  | 308 Ducts | 30802 Oval, metal | KWL | 130 | EUR
305015 | KWL T-pce junction flat151/100 |  | 308 Ducts | 30802 Oval, metal | KWL | 126 | EUR
305016 | KWL T-pce junction wide151/100 |  | 308 Ducts | 30802 Oval, metal | KWL | 130 | EUR
305018 | KWL adapt. circular-flat DN100 |  | 308 Ducts | 30802 Oval, metal | KWL | 51 | EUR
305022 | reducer flat 151/100 VA |  | 308 Ducts | 30802 Oval, metal | KWL | 99 | EUR
305027 | KWL bend 45°, wide side S100 |  | 308 Ducts | 30802 Oval, metal | KWL | 74 | EUR
305028 | KWL bend 45°, wide side S151 |  | 308 Ducts | 30802 Oval, metal | KWL | 101 | EUR
305029 | KWL bend 45°, flat side S100 |  | 308 Ducts | 30802 Oval, metal | KWL | 76 | EUR
305030 | KWL bend 45°, flat side S151 |  | 308 Ducts | 30802 Oval, metal | KWL | 101 | EUR
305031 | KWL segm.bend 90°,wide s. S100 |  | 308 Ducts | 30802 Oval, metal | KWL | 95 | EUR
305032 | KWL segm.bend 90°,wide s. S151 |  | 308 Ducts | 30802 Oval, metal | KWL | 131 | EUR
305033 | KWL segm.bend 90°,flat s. S100 |  | 308 Ducts | 30802 Oval, metal | KWL | 95 | EUR
305034 | KWL segm.bend 90°,flat s. S151 |  | 308 Ducts | 30802 Oval, metal | KWL | 131 | EUR
305035 | KWL inl./outl manifold DN150 |  | 308 Ducts | 30802 Oval, metal | KWL | 145 | EUR
305040 | KWL T-pce junction flat151/151 |  | 308 Ducts | 30802 Oval, metal | KWL | 160 | EUR
305043 | KWL flat duct,flex,S100 vz/3 |  | 308 Ducts | 30802 Oval, metal | KWL | 96 | EUR
305044 | KWL flat duct,flex,S151 vz/3 |  | 308 Ducts | 30802 Oval, metal | KWL | 134 | EUR
305045 | KWL flat duct,stiff,S100 vz/3 |  | 308 Ducts | 30802 Oval, metal | KWL | 110 | EUR
305046 | KWL flat duct,stiff,S151 alu/3 |  | 308 Ducts | 30802 Oval, metal | KWL | 195 | EUR
305047 | KWL flat duct,flex,S100 vz/15 |  | 308 Ducts | 30802 Oval, metal | KWL | 454 | EUR
305048 | KWL T-pce junction wide151/151 |  | 308 Ducts | 30802 Oval, metal | KWL | 166 | EUR
305055 | KWL top cover 100 |  | 308 Ducts | 30802 Oval, metal | KWL | 24 | EUR
305056 | KWL top cover 151 |  | 308 Ducts | 30802 Oval, metal | KWL | 40 | EUR
305064 | KWL connector, female S100 |  | 308 Ducts | 30802 Oval, metal | KWL | 21 | EUR
311241 | KWL connector f. valv DN125 pl |  | 308 Ducts | 30802 Oval, metal | KWL | 52 | EUR
313673 | KWL inl./outl manifold DN200 |  | 308 Ducts | 30802 Oval, metal | KWL | 219 | EUR
315246 | KWL adapt. circular-flat DN125 |  | 308 Ducts | 30802 Oval, metal | KWL | 99 | EUR
315909 | KWL T-pcs DN 160, juction flat |  | 308 Ducts | 30802 Oval, metal | KWL | 237 | EUR
316441 | KWL adapt. circular-flat DN160 |  | 308 Ducts | 30802 Oval, metal | KWL | 142 | EUR
316475 | KWL T-pce junction wide100/100 |  | 308 Ducts | 30802 Oval, metal | KWL | 140 | EUR
286230 | Tube I grille D160/125 |  | 308 Ducts | 30803 Iso plus | TUBE I | 157 | EUR
286231 | Tube I Elbow 45° D160/125 |  | 308 Ducts | 30803 Iso plus | TUBE I | 37 | EUR
286232 | Tube I Elbow 90° D160/125 |  | 308 Ducts | 30803 Iso plus | TUBE I | 60 | EUR
286233 | Tube I duct connector D160-160 |  | 308 Ducts | 30803 Iso plus | TUBE I | 15 | EUR
286234 | Tube I adapter D160-125 |  | 308 Ducts | 30803 Iso plus | TUBE I | 17 | EUR
286235 | Tube I adapter D160-125 (A) |  | 308 Ducts | 30803 Iso plus | TUBE I | 19 | EUR
286236 | Tube I duct 2m D160/125 |  | 308 Ducts | 30803 Iso plus | TUBE I | 109 | EUR
286237 | Tube I grille D200/170 |  | 308 Ducts | 30803 Iso plus | TUBE I | 142 | EUR
286238 | Tube I Elbow 45° D200/170 |  | 308 Ducts | 30803 Iso plus | TUBE I | 37 | EUR
286239 | Tube I Elbow 90° D200/170 |  | 308 Ducts | 30803 Iso plus | TUBE I | 63 | EUR
286240 | Tube I duct connector D200-200 |  | 308 Ducts | 30803 Iso plus | TUBE I | 20 | EUR
286241 | Tube I adapter D200-150 |  | 308 Ducts | 30803 Iso plus | TUBE I | 20 | EUR
286242 | Tube I adapter D200-180 |  | 308 Ducts | 30803 Iso plus | TUBE I | 21 | EUR
286243 | Tube I Rohr 2m D200/170 |  | 308 Ducts | 30803 Iso plus | TUBE I | 120 | EUR
454069 | Tube I grill D250/200 |  | 308 Ducts | 30803 Iso plus | TUBE I | 147 | EUR
454070 | Tube I Elbow 45° D250/200 |  | 308 Ducts | 30803 Iso plus | TUBE I | 57 | EUR
454071 | Tube I Elbow 90° D250/200 |  | 308 Ducts | 30803 Iso plus | TUBE I | 109 | EUR
454072 | Tube I duct 2m D250/200 |  | 308 Ducts | 30803 Iso plus | TUBE I | 208 | EUR
454073 | Tube I duct connector D250/250 |  | 308 Ducts | 30803 Iso plus | TUBE I | 24 | EUR
454074 | Tube I adapter D250/200 |  | 308 Ducts | 30803 Iso plus | TUBE I | 26 | EUR
218431 | Tube F VV 5-times |  | 308 Ducts | 30804 Flexible, plastic | FLEX+ | 167 | EUR
218432 | Tube F VV 6-times |  | 308 Ducts | 30804 Flexible, plastic | FLEX+ | 185 | EUR
455842 | Tube F VV 3-times |  | 308 Ducts | 30804 Flexible, plastic | FLEX+ | 152 | EUR
79869 | Tube F angle plate 90° |  | 308 Ducts | 30804 Flexible, plastic | TUBE F | 27 | EUR
146602 | Tube F CON DN50 |  | 308 Ducts | 30804 Flexible, plastic | TUBE F | 7 | EUR
146603 | Tube F CON DN63 |  | 308 Ducts | 30804 Flexible, plastic | TUBE F | 8 | EUR
146604 | Tube F CON DN75 |  | 308 Ducts | 30804 Flexible, plastic | TUBE F | 9 | EUR
146605 | Tube F CON DN90 |  | 308 Ducts | 30804 Flexible, plastic | TUBE F | 12 | EUR
146606 | Tube F VC-C 3x63/125/230 |  | 308 Ducts | 30804 Flexible, plastic | TUBE F | 51 | EUR
146607 | Tube F VC-C 2x75/125/230 |  | 308 Ducts | 30804 Flexible, plastic | TUBE F | 52 | EUR
146608 | Tube F VC-C 1x90/125/230 |  | 308 Ducts | 30804 Flexible, plastic | TUBE F | 51 | EUR
146609 | Tube F VC-C 2x90/125/230 |  | 308 Ducts | 30804 Flexible, plastic | TUBE F | 67 | EUR
146610 | Tube F VC-W-P 3x63/125 |  | 308 Ducts | 30804 Flexible, plastic | TUBE F | 54 | EUR
146611 | Tube F VC-W-P 2x75/125 |  | 308 Ducts | 30804 Flexible, plastic | TUBE F | 52 | EUR
146612 | Tube F EXT |  | 308 Ducts | 30804 Flexible, plastic | TUBE F | 6 | EUR
146613 | Tube F RED 63-50mm |  | 308 Ducts | 30804 Flexible, plastic | TUBE F | 6 | EUR
146614 | Tube F TRANS 3x63/DN125 |  | 308 Ducts | 30804 Flexible, plastic | TUBE F | 55 | EUR
146615 | Tube F TRANS 2x75/DN125 |  | 308 Ducts | 30804 Flexible, plastic | TUBE F | 61 | EUR
146616 | Tube F TRANS 1x90/DN125 |  | 308 Ducts | 30804 Flexible, plastic | TUBE F | 56 | EUR
146617 | Tube F DH 12x63/DN125 |  | 308 Ducts | 30804 Flexible, plastic | TUBE F | 158 | EUR
146618 | Tube F DH 8x75/DN125 |  | 308 Ducts | 30804 Flexible, plastic | TUBE F | 186 | EUR
146619 | Tube F DH 12x63/DN160 |  | 308 Ducts | 30804 Flexible, plastic | TUBE F | 159 | EUR
146620 | Tube F DH 8x75/DN160 |  | 308 Ducts | 30804 Flexible, plastic | TUBE F | 187 | EUR
146621 | Tube F DH 4x90/DN160 |  | 308 Ducts | 30804 Flexible, plastic | TUBE F | 224 | EUR
146622 | Tube F plastic screw |  | 308 Ducts | 30804 Flexible, plastic | TUBE F | 0.22 | EUR
146624 | Tube F cap DN63 |  | 308 Ducts | 30804 Flexible, plastic | TUBE F | 2 | EUR
146625 | Tube F cap DN75 |  | 308 Ducts | 30804 Flexible, plastic | TUBE F | 3 | EUR
146626 | Tube F cap DN90 |  | 308 Ducts | 30804 Flexible, plastic | TUBE F | 5 | EUR
146627 | Tube F DH 18x63/DN160 |  | 308 Ducts | 30804 Flexible, plastic | TUBE F | 303 | EUR
146628 | Tube F DH 12x75/DN160 |  | 308 Ducts | 30804 Flexible, plastic | TUBE F | 189 | EUR
146629 | Tube F DH 6x90/DN160 |  | 308 Ducts | 30804 Flexible, plastic | TUBE F | 356 | EUR
146630 | Tube F DH 9x63/S151 |  | 308 Ducts | 30804 Flexible, plastic | TUBE F | 165 | EUR
146631 | Tube F DH 6x75/S151 |  | 308 Ducts | 30804 Flexible, plastic | TUBE F | 259 | EUR
146632 | Tube F end cover 200 (D) |  | 308 Ducts | 30804 Flexible, plastic | TUBE F | 8 | EUR
146633 | Tube F adapter 125 (2) |  | 308 Ducts | 30804 Flexible, plastic | TUBE F | 12 | EUR
146634 | Tube F adapter 160 (6) |  | 308 Ducts | 30804 Flexible, plastic | TUBE F | 14 | EUR
146635 | Tube F adapter 180 (8) |  | 308 Ducts | 30804 Flexible, plastic | TUBE F | 16 | EUR
146645 | Tube F DH distributor half |  | 308 Ducts | 30804 Flexible, plastic | TUBE F | 14 | EUR
146646 | Tube F side connection 3x63 |  | 308 Ducts | 30804 Flexible, plastic | TUBE F | 10 | EUR
146647 | Tube F side connection 2x75 |  | 308 Ducts | 30804 Flexible, plastic | TUBE F | 16 | EUR
146648 | Tube F side connection 1x90 |  | 308 Ducts | 30804 Flexible, plastic | TUBE F | 12 | EUR
146649 | Tube F side connection 2x90 |  | 308 Ducts | 30804 Flexible, plastic | TUBE F | 20 | EUR
146650 | Tube F endcap oval D* |  | 308 Ducts | 30804 Flexible, plastic | TUBE F | 4 | EUR
146651 | Tube F connector K* |  | 308 Ducts | 30804 Flexible, plastic | TUBE F | 7 | EUR
146652 | Tube F side connection S151 W* |  | 308 Ducts | 30804 Flexible, plastic | TUBE F | 39 | EUR
146653 | Tube F adapt. varia/DN125 asym |  | 308 Ducts | 30804 Flexible, plastic | TUBE F | 20 | EUR
146654 | Tube F adapter varia/90°/DN125 |  | 308 Ducts | 30804 Flexible, plastic | TUBE F | 19 | EUR
159965 | Tube F duct DN50 coil à 50m |  | 308 Ducts | 30804 Flexible, plastic | TUBE F | 192 | EUR
159966 | Tube F duct DN63 coil à 50m |  | 308 Ducts | 30804 Flexible, plastic | TUBE F | 253 | EUR
159967 | Tube F duct DN75 coil à 50m |  | 308 Ducts | 30804 Flexible, plastic | TUBE F | 286 | EUR
159968 | Tube F duct DN90 coil à 50m |  | 308 Ducts | 30804 Flexible, plastic | TUBE F | 339 | EUR
162369 | Tube F mounting frame 125/129 |  | 308 Ducts | 30804 Flexible, plastic | TUBE F | 15 | EUR
189946 | Tube F rubber seal DN 125 |  | 308 Ducts | 30804 Flexible, plastic | TUBE F | 1 | EUR
198964 | Tube F RS 50/63 |  | 308 Ducts | 30804 Flexible, plastic | TUBE F | 31 | EUR
198965 | Tube F RS 75/90 |  | 308 Ducts | 30804 Flexible, plastic | TUBE F | 31 | EUR
199086 | Tube F DV-P 15x63/DN160 |  | 308 Ducts | 30804 Flexible, plastic | TUBE F | 336 | EUR
199087 | Tube F DV-P 18x63/DN160 |  | 308 Ducts | 30804 Flexible, plastic | TUBE F | 347 | EUR
199088 | Tube F DV-P 10x75/DN160 |  | 308 Ducts | 30804 Flexible, plastic | TUBE F | 369 | EUR
199089 | Tube F DV-P 12x75/DN160 |  | 308 Ducts | 30804 Flexible, plastic | TUBE F | 385 | EUR
199090 | Tube F DV-P 6x90/DN160 |  | 308 Ducts | 30804 Flexible, plastic | TUBE F | 363 | EUR
199091 | Tube F DV-P 5x90/DN160 |  | 308 Ducts | 30804 Flexible, plastic | TUBE F | 349 | EUR
247009 | Tube F TP 1x90 |  | 308 Ducts | 30804 Flexible, plastic | TUBE F | 7 | EUR
247010 | Tube F TP 2x75 |  | 308 Ducts | 30804 Flexible, plastic | TUBE F | 8 | EUR
247011 | Tube F TP 3x63 |  | 308 Ducts | 30804 Flexible, plastic | TUBE F | 16 | EUR
282043 | Tube F DH 9x63/connector K* |  | 308 Ducts | 30804 Flexible, plastic | TUBE F | 161 | EUR
391776 | Tube F VC-W-M 2x63/125-90 |  | 308 Ducts | 30804 Flexible, plastic | TUBE F | 68 | EUR
391777 | Tube F DV 15x63/DN125 |  | 308 Ducts | 30804 Flexible, plastic | TUBE F | 159 | EUR
391778 | Tube F DV 15x63/DN160 |  | 308 Ducts | 30804 Flexible, plastic | TUBE F | 245 | EUR
391779 | Tube F VC-W-M 3x63/125-90 |  | 308 Ducts | 30804 Flexible, plastic | TUBE F | 75 | EUR
391780 | Tube F VC-W-M 3x63/125-Z |  | 308 Ducts | 30804 Flexible, plastic | TUBE F | 83 | EUR
455861 | Tube F DV-P 3x90/DN125 |  | 308 Ducts | 30804 Flexible, plastic | TUBE F | 292 | EUR
455862 | Tube F DV-P 6x75/DN125 |  | 308 Ducts | 30804 Flexible, plastic | TUBE F | 303 | EUR
455863 | Tube F DV-P 9x63/DN125 |  | 308 Ducts | 30804 Flexible, plastic | TUBE F | 285 | EUR
12495 | IS 125-1 flexible duct |  | 308 Ducts | 30805 Flexible, metal | IS | 50 | EUR
12496 | IS 160-1 flexible duct |  | 308 Ducts | 30805 Flexible, metal | IS | 66 | EUR
12497 | IS 200-1 flexible duct |  | 308 Ducts | 30805 Flexible, metal | IS | 94 | EUR
12123 | UIS 160-1 Flexible plain duct |  | 308 Ducts | 30805 Flexible, metal | UIS | 33 | EUR
2554 | SCD 80 silencer 25mm insulat. |  | 308 Ducts | 30806 Silencers | FLEX-DUCTS | 55 | EUR
2555 | SCD 100 silencer 25mm insulat. |  | 308 Ducts | 30806 Silencers | FLEX-DUCTS | 63 | EUR
2556 | SCD 125 silencer 25mm insulat. |  | 308 Ducts | 30806 Silencers | FLEX-DUCTS | 67 | EUR
2557 | SCD 150 silencer 25mm insulat. |  | 308 Ducts | 30806 Silencers | FLEX-DUCTS | 73 | EUR
2558 | SCD 160 silencer 25mm insulat. |  | 308 Ducts | 30806 Silencers | FLEX-DUCTS | 72 | EUR
2559 | SCD 180 silencer 25mm insulat. |  | 308 Ducts | 30806 Silencers | FLEX-DUCTS | 79 | EUR
2560 | SCD 200 silencer 25mm insulat. |  | 308 Ducts | 30806 Silencers | FLEX-DUCTS | 79 | EUR
2561 | SCD 250 silencer 25mm insulat. |  | 308 Ducts | 30806 Silencers | FLEX-DUCTS | 97 | EUR
2562 | SCD 315 silencer 25mm insulat. |  | 308 Ducts | 30806 Silencers | FLEX-DUCTS | 101 | EUR
84330 | SCD 100 silencer 50mm insulat. |  | 308 Ducts | 30806 Silencers | FLEX-DUCTS | 76 | EUR
84331 | SCD 125 silencer 50mm insulat. |  | 308 Ducts | 30806 Silencers | FLEX-DUCTS | 80 | EUR
84332 | SCD 160 silencer 50mm insulat. |  | 308 Ducts | 30806 Silencers | FLEX-DUCTS | 85 | EUR
84333 | SCD 200 silencer 50mm insulat. |  | 308 Ducts | 30806 Silencers | FLEX-DUCTS | 101 | EUR
87545 | SCD 250 silencer 50mm insulat. |  | 308 Ducts | 30806 Silencers | FLEX-DUCTS | 117 | EUR
239151 | SCD 160 silencer 25mm insulat. |  | 308 Ducts | 30806 Silencers | FLEX-DUCTS | 74 | EUR
333748 | SCD 315 silencer 50mm insulat. |  | 308 Ducts | 30806 Silencers | FLEX-DUCTS | 132 | EUR
315463 | IRS-80, inline tube silencer |  | 308 Ducts | 30806 Silencers | IRS | 10 | EUR
315464 | IRS-100, inline tube silencer |  | 308 Ducts | 30806 Silencers | IRS | 11 | EUR
315465 | IRS-125, inline tube silencer |  | 308 Ducts | 30806 Silencers | IRS | 13 | EUR
315466 | IRS-160, inline tube silencer |  | 308 Ducts | 30806 Silencers | IRS | 19 | EUR
315467 | IRS-200, inline tube silencer |  | 308 Ducts | 30806 Silencers | IRS | 26 | EUR
305036 | KWL silencer, flat,stiff, S100 |  | 308 Ducts | 30806 Silencers | KWL | 265 | EUR
12436 | LF 100-0,8 silencer w/frame |  | 308 Ducts | 30806 Silencers | LF | 79 | EUR
12491 | LF 100-1 IS. silencer (Uncomp) |  | 308 Ducts | 30806 Silencers | LF | 56 | EUR
12492 | LF 125-1 IS. silencer (Uncomp) |  | 308 Ducts | 30806 Silencers | LF | 57 | EUR
12494 | LF 200-1 IS. silencer (Unkomp) |  | 308 Ducts | 30806 Silencers | LF | 84 | EUR
475613 | TUBE O - Duct, antistatic |  | 308 Ducts | 30807 Oval, Plastic | TUBE O | 179 | EUR
475615 | TUBE O - oval flange plug |  | 308 Ducts | 30807 Oval, Plastic | TUBE O | 6 | EUR
475616 | TUBE O - oval coupling |  | 308 Ducts | 30807 Oval, Plastic | TUBE O | 7 | EUR
475617 | TUBE O - oval vertical bend |  | 308 Ducts | 30807 Oval, Plastic | TUBE O | 7 | EUR
475618 | TUBE O - extension round |  | 308 Ducts | 30807 Oval, Plastic | TUBE O | 10 | EUR
475619 | TUBE O - distributior 125 |  | 308 Ducts | 30807 Oval, Plastic | TUBE O | 165 | EUR
475628 | TUBE O - distributor 160 |  | 308 Ducts | 30807 Oval, Plastic | TUBE O | 165 | EUR
475629 | TUBE O - oval pipe plug |  | 308 Ducts | 30807 Oval, Plastic | TUBE O | 4 | EUR
475630 | TUBE O - oval seal |  | 308 Ducts | 30807 Oval, Plastic | TUBE O | 3 | EUR
475631 | TUBE O - oval horizontal bend |  | 308 Ducts | 30807 Oval, Plastic | TUBE O | 7 | EUR
475632 | TUBE O - flow restrictor |  | 308 Ducts | 30807 Oval, Plastic | TUBE O | 7 | EUR
475633 | TUBE O - Universal lock |  | 308 Ducts | 30807 Oval, Plastic | TUBE O | 1 | EUR
475634 | TUBE O - connector |  | 308 Ducts | 30807 Oval, Plastic | TUBE O | 30 | EUR
47561 | 602-10/B Cookerhood White |  | 309 Cooker hoods | 30901 Cookerhoods for SAVE units | 602-B | 1038 | EUR
47562 | 602-10/B Cookerhood S.Steel |  | 309 Cooker hoods | 30901 Cookerhoods for SAVE units | 602-B | 1038 | EUR
326802 | CLASSIC - B White |  | 309 Cooker hoods | 30901 Cookerhoods for SAVE units | CLASSICB | 445 | EUR
326800 | MONOLIT - B White |  | 309 Cooker hoods | 30901 Cookerhoods for SAVE units | MONOLITB | 537 | EUR
326801 | MONOLIT - B S.Steel |  | 309 Cooker hoods | 30901 Cookerhoods for SAVE units | MONOLITB | 653 | EUR
78970 | 762-10/B OPAL Wall 600 steel |  | 309 Cooker hoods | 30901 Cookerhoods for SAVE units | OPAL | 1334 | EUR
78972 | 772-10/B OPAL Free 900 steel |  | 309 Cooker hoods | 30901 Cookerhoods for SAVE units | OPAL | 2033 | EUR
78973 | 782-10/B STIL Wall 600 steel |  | 309 Cooker hoods | 30901 Cookerhoods for SAVE units | STIL | 1255 | EUR
78974 | 782-10/B STIL Wall 900 steel |  | 309 Cooker hoods | 30901 Cookerhoods for SAVE units | STIL | 1298 | EUR
78977 | 722-10/B TENDER Wall 900 steel |  | 309 Cooker hoods | 30901 Cookerhoods for SAVE units | TENDER | 2033 | EUR
326900 | MONOLIT - EC S.Steel |  | 309 Cooker hoods | 30902 Cookerhoods for EC fans | MONOLITEC | 732 | EUR
326901 | MONOLIT - EC White |  | 309 Cooker hoods | 30902 Cookerhoods for EC fans | MONOLITEC | 618 | EUR
96805 | 392-14 EC Slimline White |  | 309 Cooker hoods | 30902 Cookerhoods for EC fans | SLIMLINEEC | 966 | EUR
477771 | VEF - 1 EC |  | 310 Residential fans | 31001 Extract EC fans | VEF - EC | 665 | EUR
477772 | VEF - 2 EC |  | 310 Residential fans | 31001 Extract EC fans | VEF - EC | 657 | EUR
477774 | VEF - 4 EC |  | 310 Residential fans | 31001 Extract EC fans | VEF - EC | 636 | EUR
487001 | BEF-B 100 |  | 310 Residential fans | 31002 Extract AC fans | BEF | 34 | EUR
487002 | BEF-B 125 |  | 310 Residential fans | 31002 Extract AC fans | BEF | 38 | EUR
487003 | BEF-B 150 |  | 310 Residential fans | 31002 Extract AC fans | BEF | 52 | EUR
487004 | BEF-Q 100 |  | 310 Residential fans | 31002 Extract AC fans | BEF | 80 | EUR
487005 | BEF-Q 100 TH |  | 310 Residential fans | 31002 Extract AC fans | BEF | 111 | EUR
487006 | BEF-Q 100 TP |  | 310 Residential fans | 31002 Extract AC fans | BEF | 129 | EUR
487007 | BEF-D 100 |  | 310 Residential fans | 31002 Extract AC fans | BEF | 56 | EUR
487008 | BEF-D 125 |  | 310 Residential fans | 31002 Extract AC fans | BEF | 69 | EUR
487009 | BEF-P 100 |  | 310 Residential fans | 31002 Extract AC fans | BEF | 46 | EUR
487010 | BEF-P 100 TH |  | 310 Residential fans | 31002 Extract AC fans | BEF | 74 | EUR
487011 | BEF-P 125 |  | 310 Residential fans | 31002 Extract AC fans | BEF | 52 | EUR
487012 | BEF-P 150 |  | 310 Residential fans | 31002 Extract AC fans | BEF | 65 | EUR
487013 | BEF-I 100 |  | 310 Residential fans | 31002 Extract AC fans | BEF | 31 | EUR
487014 | BEF-I 125 |  | 310 Residential fans | 31002 Extract AC fans | BEF | 35 | EUR
487015 | BEF-I 150 |  | 310 Residential fans | 31002 Extract AC fans | BEF | 47 | EUR
487016 | BEF-IQ 100 |  | 310 Residential fans | 31002 Extract AC fans | BEF | 57 | EUR
487017 | BEF-IQ 125 |  | 310 Residential fans | 31002 Extract AC fans | BEF | 65 | EUR
487018 | BEF-IQ 150 |  | 310 Residential fans | 31002 Extract AC fans | BEF | 97 | EUR
487019 | BEF-F 100 T |  | 310 Residential fans | 31002 Extract AC fans | BEF | 189 | EUR
487020 | BEF-F 100 TH |  | 310 Residential fans | 31002 Extract AC fans | BEF | 197 | EUR
331831 | PF VSR 200 STD kit |  | 311 Filters | 31101 Filters for SAVE units | FK | 49 | EUR
331832 | PF VSR 200 OPT kit |  | 311 Filters | 31101 Filters for SAVE units | FK | 49 | EUR
454339 | PF VSR 700 STD kit |  | 311 Filters | 31101 Filters for SAVE units | FK | 147 | EUR
454340 | PF VSR 700 OPT kit |  | 311 Filters | 31101 Filters for SAVE units | FK | 147 | EUR
19429 | BF VTR150 STD kit 14/18 series |  | 311 Filters | 31101 Filters for SAVE units | FKIT | 35 | EUR
19430 | BF VTR 200 STD kit |  | 311 Filters | 31101 Filters for SAVE units | FKIT | 37 | EUR
25211 | PF VSR 300 STD kit |  | 311 Filters | 31101 Filters for SAVE units | FKIT | 60 | EUR
25212 | PF VSR 500 STD kit |  | 311 Filters | 31101 Filters for SAVE units | FKIT | 68 | EUR
25313 | PF VSR 150 STD kit |  | 311 Filters | 31101 Filters for SAVE units | FKIT | 51 | EUR
25314 | BF VTR 300 STD kit |  | 311 Filters | 31101 Filters for SAVE units | FKIT | 50 | EUR
25315 | BF VTR 500 STD kit |  | 311 Filters | 31101 Filters for SAVE units | FKIT | 55 | EUR
145777 | PF VTR 150 STD kit |  | 311 Filters | 31101 Filters for SAVE units | FKIT | 83 | EUR
145779 | BF VTR 250 OPT kit 1 |  | 311 Filters | 31101 Filters for SAVE units | FKIT | 50 | EUR
145849 | PF VTR/VTC 700 STD kit |  | 311 Filters | 31101 Filters for SAVE units | FKIT | 202 | EUR
145920 | PF VTR 150 OPT kit 1 |  | 311 Filters | 31101 Filters for SAVE units | FKIT | 63 | EUR
145923 | BF VTR 250 STD kit |  | 311 Filters | 31101 Filters for SAVE units | FKIT | 44 | EUR
145924 | PF VTR/VTC 700 OPT kit 1 |  | 311 Filters | 31101 Filters for SAVE units | FKIT | 177 | EUR
153439 | BF VTR 150 OPT kit 2 |  | 311 Filters | 31101 Filters for SAVE units | FKIT | 74 | EUR
153715 | PF VTR 100 STD kit |  | 311 Filters | 31101 Filters for SAVE units | FKIT | 61 | EUR
153716 | PF VTR 100 OPT kit 1 |  | 311 Filters | 31101 Filters for SAVE units | FKIT | 59 | EUR
153717 | BF VTR 100 OPT kit 2 |  | 311 Filters | 31101 Filters for SAVE units | FKIT | 73 | EUR
161251 | PF VTC 500 STD kit |  | 311 Filters | 31101 Filters for SAVE units | FKIT | 113 | EUR
161252 | PF VTC 500 OPT kit |  | 311 Filters | 31101 Filters for SAVE units | FKIT | 113 | EUR
161651 | PF VSR 150 STD kit |  | 311 Filters | 31101 Filters for SAVE units | FKIT | 86 | EUR
161652 | PF VSR 150 OPT kit 1 |  | 311 Filters | 31101 Filters for SAVE units | FKIT | 94 | EUR
239523 | PF VSC 100 STD kit |  | 311 Filters | 31101 Filters for SAVE units | FKIT | 69 | EUR
239524 | PF VSC 100 OPT kit |  | 311 Filters | 31101 Filters for SAVE units | FKIT | 70 | EUR
239542 | PF VTC 200 STD kit |  | 311 Filters | 31101 Filters for SAVE units | FKIT | 88 | EUR
239543 | PF VTC 200 OPT kit |  | 311 Filters | 31101 Filters for SAVE units | FKIT | 77 | EUR
246659 | PF VTR 300/350 STD kit |  | 311 Filters | 31101 Filters for SAVE units | FKIT | 74 | EUR
251905 | PF VSC 200 STD kit |  | 311 Filters | 31101 Filters for SAVE units | FKIT | 71 | EUR
251906 | PF VSC 200 OPT kit |  | 311 Filters | 31101 Filters for SAVE units | FKIT | 73 | EUR
251909 | PF VSC 300 STD kit |  | 311 Filters | 31101 Filters for SAVE units | FKIT | 75 | EUR
251910 | PF VSC 300 OPT kit |  | 311 Filters | 31101 Filters for SAVE units | FKIT | 77 | EUR
278568 | PF VTR 275 STD kit |  | 311 Filters | 31101 Filters for SAVE units | FKIT | 79 | EUR
278569 | PF VTR 275 OPT kit |  | 311 Filters | 31101 Filters for SAVE units | FKIT | 56 | EUR
317691 | PF VSR 300 OPT kit 1 |  | 311 Filters | 31101 Filters for SAVE units | FKIT | 61 | EUR
317693 | PF VSR 500 OPT kit |  | 311 Filters | 31101 Filters for SAVE units | FKIT | 70 | EUR
317696 | PF VTR 300/350 OPT kit |  | 311 Filters | 31101 Filters for SAVE units | FKIT | 74 | EUR
317697 | BF VTR 500 OPT kit 1 |  | 311 Filters | 31101 Filters for SAVE units | FKIT | 56 | EUR
317699 | PF VTC 300 STD kit |  | 311 Filters | 31101 Filters for SAVE units | FKIT | 72 | EUR
317700 | PF VTC 300 OPT kit 1 |  | 311 Filters | 31101 Filters for SAVE units | FKIT | 76 | EUR
317701 | BF VTC 300 OPT kit 2 |  | 311 Filters | 31101 Filters for SAVE units | FKIT | 80 | EUR
317703 | BF VTC 700 OPT kit 2 |  | 311 Filters | 31101 Filters for SAVE units | FKIT | 134 | EUR
398081 | PF VTC 200 - 1 STD kit |  | 311 Filters | 31101 Filters for SAVE units | FKIT | 27 | EUR
398188 | PF VSR 400 STD kit |  | 311 Filters | 31101 Filters for SAVE units | FKIT | 96 | EUR
398189 | PF VSR 400 OPT kit |  | 311 Filters | 31101 Filters for SAVE units | FKIT | 92 | EUR
145919 | PF VSR 150 OPT kit |  | 311 Filters | 31101 Filters for SAVE units | PF SAVE | 36 | EUR
14951 | BF VR250 EH/B ECH/B STD kit |  | 311 Filters | 31102 Filters for VR units | FKIT | 31 | EUR
14952 | BF VR300 TK/B STD kit |  | 311 Filters | 31102 Filters for VR units | FKIT | 32 | EUR
14953 | BF VR300 ECV/B STD kit |  | 311 Filters | 31102 Filters for VR units | FKIT | 30 | EUR
14954 | BF VR400E E/EC DC STD kit |  | 311 Filters | 31102 Filters for VR units | FKIT | 33 | EUR
14955 | BF VR400 EV and DCV STD kit |  | 311 Filters | 31102 Filters for VR units | FKIT | 35 | EUR
14956 | BF VR700 E and DC STD kit |  | 311 Filters | 31102 Filters for VR units | FKIT | 49 | EUR
14957 | BF VR700 EV and DCV STD kit |  | 311 Filters | 31102 Filters for VR units | FKIT | 44 | EUR
250035 | BF VR400DCV/DE EV/EC STD kit |  | 311 Filters | 31102 Filters for VR units | FKIT | 54 | EUR
250036 | PF VR 700 DC/DE STD kit |  | 311 Filters | 31102 Filters for VR units | FKIT | 44 | EUR
250038 | PF VR 700 DCV/DE STD kit |  | 311 Filters | 31102 Filters for VR units | FKIT | 44 | EUR
212460 | BF VX500/700 F7/ePM2.5 70% Sup |  | 311 Filters | 31103 Filters for VX units | BFVX | 72 | EUR
137290 | Filter air diffuser DN125 G4 |  | 311 Filters | 31105 Misc filter | FILTER | 58 | EUR
137291 | Filter air diffuser DN100 G4 |  | 311 Filters | 31105 Misc filter | FILTER | 44 | EUR
449707 | Filter kit - DMV HR 150 |  | 311 Filters | 31105 Misc filter | FKIT | 11 | EUR
449709 | Filter kit - DMV NEX 150 |  | 311 Filters | 31105 Misc filter | FKIT | 14 | EUR
5200 | PFR 100-160 Coarse 50% filter |  | 311 Filters | 31105 Misc filter | PFR | 7 | EUR
8498 | CVVX 250 Combi grille, black |  | 312 Valves and grilles | 31201 Wall inlet and outlet | CVVX | 325 | EUR
25394 | CVVX 160 Combi grille, black |  | 312 Valves and grilles | 31201 Wall inlet and outlet | CVVX | 175 | EUR
25395 | CVVX 200 Combi grille, black |  | 312 Valves and grilles | 31201 Wall inlet and outlet | CVVX | 208 | EUR
25396 | CVVX 160 Combi grille, white |  | 312 Valves and grilles | 31201 Wall inlet and outlet | CVVX | 185 | EUR
25397 | CVVX 200 Combi grille, white |  | 312 Valves and grilles | 31201 Wall inlet and outlet | CVVX | 218 | EUR
26421 | CVVX 125 Combi grille, black |  | 312 Valves and grilles | 31201 Wall inlet and outlet | CVVX | 170 | EUR
26422 | CVVX 125 Combi grille, white |  | 312 Valves and grilles | 31201 Wall inlet and outlet | CVVX | 180 | EUR
146260 | CVVX 250 Combi grille white |  | 312 Valves and grilles | 31201 Wall inlet and outlet | CVVX | 335 | EUR
312214 | FAV set wall valve |  | 312 Valves and grilles | 31201 Wall inlet and outlet | FAV | 139 | EUR
312215 | FAV F7 filter cartridge |  | 312 Valves and grilles | 31201 Wall inlet and outlet | FAV | 23 | EUR
312216 | FAV weather protection |  | 312 Valves and grilles | 31201 Wall inlet and outlet | FAV | 28 | EUR
312217 | FAV outdoor grille |  | 312 Valves and grilles | 31201 Wall inlet and outlet | FAV | 8 | EUR
314279 | FAV fleece filter mat G2 |  | 312 Valves and grilles | 31201 Wall inlet and outlet | FAV | 13 | EUR
477990 | OG ⌀ 125 White |  | 312 Valves and grilles | 31201 Wall inlet and outlet | GRILLE | 79 | EUR
478090 | OG ⌀ 200 White |  | 312 Valves and grilles | 31201 Wall inlet and outlet | GRILLE | 116 | EUR
486800 | OG ⌀ 125 Black |  | 312 Valves and grilles | 31201 Wall inlet and outlet | GRILLE | 79 | EUR
486900 | OG ⌀ 160 Black |  | 312 Valves and grilles | 31201 Wall inlet and outlet | GRILLE | 83 | EUR
487100 | OG ⌀ 200 Black |  | 312 Valves and grilles | 31201 Wall inlet and outlet | GRILLE | 116 | EUR
487200 | OG ⌀ 250 Black |  | 312 Valves and grilles | 31201 Wall inlet and outlet | GRILLE | 121 | EUR
487400 | OG ⌀ 125 Zinc-Magnesium |  | 312 Valves and grilles | 31201 Wall inlet and outlet | GRILLE | 64 | EUR
487500 | OG ⌀ 160 Zinc-Magnesium |  | 312 Valves and grilles | 31201 Wall inlet and outlet | GRILLE | 72 | EUR
487600 | OG ⌀ 200 Zinc-Magnesium |  | 312 Valves and grilles | 31201 Wall inlet and outlet | GRILLE | 99 | EUR
487700 | OG ⌀ 250 Zinc-Magnesium |  | 312 Valves and grilles | 31201 Wall inlet and outlet | GRILLE | 106 | EUR
92744 | IGC-LI-100 intake grill |  | 312 Valves and grilles | 31201 Wall inlet and outlet | IGC | 20 | EUR
92760 | IGC-LI-125 intake grill |  | 312 Valves and grilles | 31201 Wall inlet and outlet | IGC | 25 | EUR
92761 | IGC-LI-160 intake grill |  | 312 Valves and grilles | 31201 Wall inlet and outlet | IGC | 36 | EUR
92762 | IGC-LI-200 intake grill |  | 312 Valves and grilles | 31201 Wall inlet and outlet | IGC | 55 | EUR
92763 | IGC-LI-250 intake grill |  | 312 Valves and grilles | 31201 Wall inlet and outlet | IGC | 79 | EUR
92764 | IGC-LI-315 intake grill |  | 312 Valves and grilles | 31201 Wall inlet and outlet | IGC | 116 | EUR
12160 | VK 160 P Outdoor cowl (plast.) |  | 312 Valves and grilles | 31201 Wall inlet and outlet | VK | 59 | EUR
12163 | VK 100 G Outdoor cowl (galv) |  | 312 Valves and grilles | 31201 Wall inlet and outlet | VK | 78 | EUR
12164 | VK 125 G Outdoor cowl (galv) |  | 312 Valves and grilles | 31201 Wall inlet and outlet | VK | 100 | EUR
92319 | VK 160 Outdoor cowl w/damper |  | 312 Valves and grilles | 31201 Wall inlet and outlet | VK | 198 | EUR
5406 | VTK Spacer ring 2 mm |  | 312 Valves and grilles | 31201 Wall inlet and outlet | VTK | 4 | EUR
5407 | VTK Spacer ring 4 mm |  | 312 Valves and grilles | 31201 Wall inlet and outlet | VTK | 4 | EUR
5657 | VTK-080 Airvent |  | 312 Valves and grilles | 31201 Wall inlet and outlet | VTK | 95 | EUR
5658 | VTK-100 Airvent |  | 312 Valves and grilles | 31201 Wall inlet and outlet | VTK | 108 | EUR
5659 | VTK-160 Airvent |  | 312 Valves and grilles | 31201 Wall inlet and outlet | VTK | 125 | EUR
88587 | Filter VTK-080 |  | 312 Valves and grilles | 31201 Wall inlet and outlet | VTK | 23 | EUR
88588 | Filter VTK-100 |  | 312 Valves and grilles | 31201 Wall inlet and outlet | VTK | 26 | EUR
88589 | Filter VTK-160 |  | 312 Valves and grilles | 31201 Wall inlet and outlet | VTK | 27 | EUR
305052 | AH-V2A intake cowl DN 200 |  | 312 Valves and grilles | 31202 roof inlet and outlet | KWL | 1393 | EUR
31412 | AE-15/30 Exhaust valve electr. |  | 312 Valves and grilles | 31203 valves supply and extract | AE | 101 | EUR
31413 | AE-30/60 Exhaust valve electr. |  | 312 Valves and grilles | 31203 valves supply and extract | AE | 105 | EUR
31414 | AE-45/120 Exhaust valve electr |  | 312 Valves and grilles | 31203 valves supply and extract | AE | 109 | EUR
49988 | AH 10/40 Exhaust valve hygro |  | 312 Valves and grilles | 31203 valves supply and extract | AH | 66 | EUR
73072 | AHP 10/60/60 DN125 |  | 312 Valves and grilles | 31203 valves supply and extract | AH | 149 | EUR
88324 | AH 15/50 Exh. valve hyg. DN100 |  | 312 Valves and grilles | 31203 valves supply and extract | AH | 71 | EUR
941238 | AH 15/50 |  | 312 Valves and grilles | 31203 valves supply and extract | AH | 80 | EUR
941239 | AH 15/75 |  | 312 Valves and grilles | 31203 valves supply and extract | AH | 109 | EUR
35028 | AL-15 Exhaust valve |  | 312 Valves and grilles | 31203 valves supply and extract | AL | 21 | EUR
35029 | AL-30 Exhaust valve |  | 312 Valves and grilles | 31203 valves supply and extract | AL | 21 | EUR
35030 | AL-45 Exhaust valve |  | 312 Valves and grilles | 31203 valves supply and extract | AL | 21 | EUR
35031 | AL-60 Exhaust valve |  | 312 Valves and grilles | 31203 valves supply and extract | AL | 22 | EUR
35033 | AL-90 Exhaust valve |  | 312 Valves and grilles | 31203 valves supply and extract | AL | 24 | EUR
35044 | AL mounting ring Ø125mm/rub |  | 312 Valves and grilles | 31203 valves supply and extract | AL | 7 | EUR
35045 | AL mounting ring Ø99mm |  | 312 Valves and grilles | 31203 valves supply and extract | AL | 6 | EUR
250876 | AL-15 + MA 99 Exhaust valve |  | 312 Valves and grilles | 31203 valves supply and extract | AL | 24 | EUR
250877 | AL-30 + MA 99 Exhaust valve |  | 312 Valves and grilles | 31203 valves supply and extract | AL | 24 | EUR
250878 | AL-45 + MA 99 Exhaust valve |  | 312 Valves and grilles | 31203 valves supply and extract | AL | 24 | EUR
250879 | AL-60 + MA 99 Exhaust valve |  | 312 Valves and grilles | 31203 valves supply and extract | AL | 25 | EUR
250880 | AL-75 + MA 99 Exhaust valve |  | 312 Valves and grilles | 31203 valves supply and extract | AL | 26 | EUR
250881 | AL-90 + MA 99 Exhaust valve |  | 312 Valves and grilles | 31203 valves supply and extract | AL | 27 | EUR
250882 | AL-15 + MA 125 Exhaust valve |  | 312 Valves and grilles | 31203 valves supply and extract | AL | 25 | EUR
250883 | AL-30 + MA 125 Exhaust valve |  | 312 Valves and grilles | 31203 valves supply and extract | AL | 25 | EUR
250884 | AL-45 + MA 125 Exhaust valve |  | 312 Valves and grilles | 31203 valves supply and extract | AL | 25 | EUR
250885 | AL-60 + MA 125 Exhaust valve |  | 312 Valves and grilles | 31203 valves supply and extract | AL | 26 | EUR
250886 | AL-75 + MA 125 Exhaust valve |  | 312 Valves and grilles | 31203 valves supply and extract | AL | 27 | EUR
250887 | AL-90 + MA 125 Exhaust valve |  | 312 Valves and grilles | 31203 valves supply and extract | AL | 28 | EUR
250888 | AL-120 + MA 125 Exhaust valve |  | 312 Valves and grilles | 31203 valves supply and extract | AL | 33 | EUR
250889 | AL-150 + MA 125 Exhaust valve |  | 312 Valves and grilles | 31203 valves supply and extract | AL | 36 | EUR
37364 | Transformator for AHP |  | 312 Valves and grilles | 31203 valves supply and extract | BHC | 124 | EUR
68872 | BOREA 125 DIFFUSER |  | 312 Valves and grilles | 31203 valves supply and extract | BOREA | 17 | EUR
266455 | BOREA 125 DIFFUSER black |  | 312 Valves and grilles | 31203 valves supply and extract | BOREA | 31 | EUR
519540 | AerisUni Q |  | 312 Valves and grilles | 31203 valves supply and extract | BOREA | 67 | EUR
519541 | AerisUni R |  | 312 Valves and grilles | 31203 valves supply and extract | BOREA | 66 | EUR
519543 | AerisUni Locking Element |  | 312 Valves and grilles | 31203 valves supply and extract | BOREA | 30 | EUR
140736 | SAVE Wall Mounted Kit |  | 313 Accessories residential systems | 31301 Acc. Residential Units | ACC | 129 | EUR
140777 | VAV/CAV conversion kit |  | 313 Accessories residential systems | 31301 Acc. Residential Units | ACC | 368 | EUR
151612 | CB heater connection kit 2/3 ~ |  | 313 Accessories residential systems | 31301 Acc. Residential Units | ACC | 98 | EUR
151642 | Flowgrid 190 mm kit |  | 313 Accessories residential systems | 31301 Acc. Residential Units | ACC | 62 | EUR
153548 | RMK-T |  | 313 Accessories residential systems | 31301 Acc. Residential Units | ACC | 212 | EUR
153549 | RMK |  | 313 Accessories residential systems | 31301 Acc. Residential Units | ACC | 124 | EUR
159484 | RS-24V |  | 313 Accessories residential systems | 31301 Acc. Residential Units | ACC | 32 | EUR
161100 | CAV kit |  | 313 Accessories residential systems | 31301 Acc. Residential Units | ACC | 773 | EUR
198963 | VEF mounting kit |  | 313 Accessories residential systems | 31301 Acc. Residential Units | ACC | 66 | EUR
138077 | SAVE TOUCH White |  | 313 Accessories residential systems | 31301 Acc. Residential Units | CD | 330 | EUR
138078 | SAVE TOUCH Black |  | 313 Accessories residential systems | 31301 Acc. Residential Units | CD | 330 | EUR
207058 | CD Control panel 2 mounted* |  | 313 Accessories residential systems | 31301 Acc. Residential Units | CD | 129 | EUR
210397 | CD Control panel 4 No Modbus |  | 313 Accessories residential systems | 31301 Acc. Residential Units | CD | 136 | EUR
319118 | SAVE LIGHT White |  | 313 Accessories residential systems | 31301 Acc. Residential Units | CD | 202 | EUR
319119 | SAVE LIGHT Black |  | 313 Accessories residential systems | 31301 Acc. Residential Units | CD | 202 | EUR
399999 | SAVE CONNECT 2.0 |  | 313 Accessories residential systems | 31301 Acc. Residential Units | CD | 137 | EUR
24782 | CEC Cable w/plug 12m |  | 313 Accessories residential systems | 31301 Acc. Residential Units | CEC | 40 | EUR
24783 | CEC Cable w/plug 6m |  | 313 Accessories residential systems | 31301 Acc. Residential Units | CEC | 22 | EUR
306594 | CEC Cable w/plug 15m |  | 313 Accessories residential systems | 31301 Acc. Residential Units | CEC | 15 | EUR
37367 | CE/CD-diverting plug 4pin |  | 313 Accessories residential systems | 31301 Acc. Residential Units | CED | 20 | EUR
208263 | CEC Cable w/plug & end bushing |  | 313 Accessories residential systems | 31301 Acc. Residential Units | CED | 6 | EUR
211522 | Systemair-E CO2 RH Temperature |  | 313 Accessories residential systems | 31301 Acc. Residential Units | ECO2RH | 443 | EUR
2489 | Reheater VTC 300 L |  | 313 Accessories residential systems | 31301 Acc. Residential Units | ELB | 412 | EUR
137746 | Reheater VTC 700 L |  | 313 Accessories residential systems | 31301 Acc. Residential Units | ELB | 680 | EUR
138100 | El. Reheater VTR 700 L 1,67kW |  | 313 Accessories residential systems | 31301 Acc. Residential Units | ELB | 173 | EUR
138107 | Reheater VTC 300 R |  | 313 Accessories residential systems | 31301 Acc. Residential Units | ELB | 201 | EUR
138200 | Reheater VTC 700 R |  | 313 Accessories residential systems | 31301 Acc. Residential Units | ELB | 680 | EUR
139312 | Reheater VTC 300 L |  | 313 Accessories residential systems | 31301 Acc. Residential Units | ELB | 201 | EUR
141100 | El. Reheater VTR 700 R 1,67kW |  | 313 Accessories residential systems | 31301 Acc. Residential Units | ELB | 173 | EUR
142852 | CB heater connection kit 1 ~ |  | 313 Accessories residential systems | 31301 Acc. Residential Units | ELB | 49 | EUR
154100 | El. Re-heater VTR 100/B 250W |  | 313 Accessories residential systems | 31301 Acc. Residential Units | ELB | 159 | EUR
158105 | Re-heater VTC 500 R 1670W |  | 313 Accessories residential systems | 31301 Acc. Residential Units | ELB | 227 | EUR
158109 | Re-heater VTC 500 L 1670W |  | 313 Accessories residential systems | 31301 Acc. Residential Units | ELB | 227 | EUR
209967 | Accessory kit Pre-heaterVTC200 |  | 313 Accessories residential systems | 31301 Acc. Residential Units | ELB | 146 | EUR
215132 | PTC - DN125 - 0.8 kW |  | 313 Accessories residential systems | 31301 Acc. Residential Units | ELB | 617 | EUR
215133 | PTC - DN125 - 1.2 kW |  | 313 Accessories residential systems | 31301 Acc. Residential Units | ELB | 634 | EUR
466900 | OG ⌀ 160 White |  | 313 Accessories residential systems | 31301 Acc. Residential Units | GRILLE | 83 | EUR
37251 | Telescope suspension VSR 150 |  | 313 Accessories residential systems | 31301 Acc. Residential Units | MOUNT | 267 | EUR
131610 | Ceiling mounting kit VSR 300 |  | 313 Accessories residential systems | 31301 Acc. Residential Units | MOUNT | 166 | EUR
131620 | Ceiling mounting kit VSR 500 |  | 313 Accessories residential systems | 31301 Acc. Residential Units | MOUNT | 181 | EUR
151640 | Ceiling Mounting kit VTR250L |  | 313 Accessories residential systems | 31301 Acc. Residential Units | MOUNT | 810 | EUR
151641 | Ceiling Mounting kit VTR250R |  | 313 Accessories residential systems | 31301 Acc. Residential Units | MOUNT | 810 | EUR
155980 | Ceiling mounting kit VTR 100/B |  | 313 Accessories residential systems | 31301 Acc. Residential Units | MOUNT | 69 | EUR
162999 | Horizontal mounting kit VSR150 |  | 313 Accessories residential systems | 31301 Acc. Residential Units | MOUNT | 82 | EUR
165599 | Vertical mounting kit VSR 150 |  | 313 Accessories residential systems | 31301 Acc. Residential Units | MOUNT | 67 | EUR
398258 | Horizontal mounting kit VSR200 |  | 313 Accessories residential systems | 31301 Acc. Residential Units | MOUNT | 95 | EUR
398259 | Vertical mounting kit VSR200 |  | 313 Accessories residential systems | 31301 Acc. Residential Units | MOUNT | 75 | EUR
455699 | Ceiling mounting kit VSR 400 |  | 313 Accessories residential systems | 31301 Acc. Residential Units | MOUNT | 170 | EUR
455700 | Ceiling access door 1254x745mm |  | 313 Accessories residential systems | 31301 Acc. Residential Units | MOUNT | 409 | EUR
455799 | Horizontal mounting kit VSR400 |  | 313 Accessories residential systems | 31301 Acc. Residential Units | MOUNT | 116 | EUR
455899 | Vertical mounting kit VSR 400 |  | 313 Accessories residential systems | 31301 Acc. Residential Units | MOUNT | 105 | EUR
477800 | LDR 30-25 Silencer |  | 313 Accessories residential systems | 31301 Acc. Residential Units | MOUNT | 279 | EUR
477900 | LDR 40-35 Silencer |  | 313 Accessories residential systems | 31301 Acc. Residential Units | MOUNT | 357 | EUR
478100 | LDR 60-50 Silencer |  | 313 Accessories residential systems | 31301 Acc. Residential Units | MOUNT | 473 | EUR
454345 | Modbus RTU to TCP gateway |  | 313 Accessories residential systems | 31301 Acc. Residential Units | SAVE | 1656 | EUR
211526 | Immersion sensor -30-70C |  | 313 Accessories residential systems | 31301 Acc. Residential Units | TG | 27 | EUR
211524 | Duct sensor -30-70C |  | 313 Accessories residential systems | 31301 Acc. Residential Units | TG-K | 20 | EUR
211525 | Room sensor 0-50C |  | 313 Accessories residential systems | 31301 Acc. Residential Units | TG-R | 57 | EUR
138101 | Water coil VTR 700 L |  | 313 Accessories residential systems | 31301 Acc. Residential Units | VTR W | 425 | EUR
141101 | Water coil VTR 700 R |  | 313 Accessories residential systems | 31301 Acc. Residential Units | VTR W | 425 | EUR
141700 | Water coil SAVE VTR 300/350 |  | 313 Accessories residential systems | 31301 Acc. Residential Units | VTR W | 418 | EUR
141701 | Water coil SAVE VTR 500 |  | 313 Accessories residential systems | 31301 Acc. Residential Units | VTR W | 482 | EUR
156370 | Water coil SAVE VTR 250/B |  | 313 Accessories residential systems | 31301 Acc. Residential Units | VTR W | 407 | EUR
19566 | Duct cover W VTR 150/K |  | 313 Accessories residential systems | 31301 Acc. Residential Units | VTVTR | 148 | EUR
19567 | Duct cover SS VTR 150 |  | 313 Accessories residential systems | 31301 Acc. Residential Units | VTVTR | 232 | EUR
19577 | Duct Cover White VTR 200/B |  | 313 Accessories residential systems | 31301 Acc. Residential Units | VTVTR | 202 | EUR
113227 | Duct Cover VTC 200 |  | 313 Accessories residential systems | 31301 Acc. Residential Units | VTVTR | 174 | EUR
113489 | Duct Cover VTR 300/350 |  | 313 Accessories residential systems | 31301 Acc. Residential Units | VTVTR | 194 | EUR
124497 | Duct Cover VTR 500 |  | 313 Accessories residential systems | 31301 Acc. Residential Units | VTVTR | 217 | EUR
153760 | Duct Cover White VTR 100/B |  | 313 Accessories residential systems | 31301 Acc. Residential Units | VTVTR | 361 | EUR
156360 | Duct Cover White VTR 250/B |  | 313 Accessories residential systems | 31301 Acc. Residential Units | VTVTR | 205 | EUR
157226 | Front cover W VTR150B |  | 313 Accessories residential systems | 31301 Acc. Residential Units | VTVTR | 220 | EUR
212987 | Pressure guard with pitot tube |  | 313 Accessories residential systems | 31303 Acc. Combi units |  | 54 | EUR
37064 | FGR-I 125 Filter cassette insu |  | 313 Accessories residential systems | 31306 Acc. Ducts | FGR-I | 210 | EUR
37065 | FGR-I 160 Filter cassette insu |  | 313 Accessories residential systems | 31306 Acc. Ducts | FGR-I | 250 | EUR
37066 | FGR-I 200 Filter cassette insu |  | 313 Accessories residential systems | 31306 Acc. Ducts | FGR-I | 255 | EUR
37316 | FGR-I 250 Filter cassette insu |  | 313 Accessories residential systems | 31306 Acc. Ducts | FGR-I | 282 | EUR
84789 | DIS 100 25mm insulation |  | 313 Accessories residential systems | 31306 Acc. Ducts | IS | 30 | EUR
85034 | DIS 125 25mm insulation |  | 313 Accessories residential systems | 31306 Acc. Ducts | IS | 31 | EUR
87546 | DIS 160 25mm insulation |  | 313 Accessories residential systems | 31306 Acc. Ducts | IS | 34 | EUR
87547 | DIS 200 25mm insulation |  | 313 Accessories residential systems | 31306 Acc. Ducts | IS | 38 | EUR
87548 | DIS 100 50mm insulation |  | 313 Accessories residential systems | 31306 Acc. Ducts | IS | 37 | EUR
87549 | DIS 125 50mm insulation |  | 313 Accessories residential systems | 31306 Acc. Ducts | IS | 38 | EUR
87562 | DIS 160 50mm insulation |  | 313 Accessories residential systems | 31306 Acc. Ducts | IS | 45 | EUR
87563 | DIS 200 50mm insulation |  | 313 Accessories residential systems | 31306 Acc. Ducts | IS | 39 | EUR
87620 | DIS 250 25mm insulation |  | 313 Accessories residential systems | 31306 Acc. Ducts | IS | 44 | EUR
87621 | DIS 250 50mm insulation |  | 313 Accessories residential systems | 31306 Acc. Ducts | IS | 54 | EUR
305630 | KWL PE-DWS-insulation |  | 313 Accessories residential systems | 31306 Acc. Ducts | IS | 127 | EUR
312510 | SK 60-165 hose clip |  | 313 Accessories residential systems | 31306 Acc. Ducts | ISO+ | 14 | EUR
312511 | SK 60-215 hose clip |  | 313 Accessories residential systems | 31306 Acc. Ducts | ISO+ | 15 | EUR
302361 | Poly fixing strip with box,15m |  | 313 Accessories residential systems | 31306 Acc. Ducts | SCR | 19 | EUR
312228 | screw self-cutting 500 pcs |  | 313 Accessories residential systems | 31306 Acc. Ducts | SCR | 36 | EUR
302351 | fabric tape, pulley=50m |  | 313 Accessories residential systems | 31306 Acc. Ducts | TAPE | 15 | EUR
305001 | KWL sealing tape |  | 313 Accessories residential systems | 31306 Acc. Ducts | TAPE | 92 | EUR
208246 | SPR Belt wheel d=50,1 D=60,1* |  | 315 SPR residential system | 31501 Controls | VR | 21 | EUR
35939 | KRM-KS console f duct smoke de |  | 401 Fire dampers | 40199 Accessories Fire Dampers | KRM | 17.68 | EUR
161028 | KRM-KS-WDG |  | 401 Fire dampers | 40199 Accessories Fire Dampers | KRM | 112.32 | EUR
161029 | KRM-NT01-24V AC |  | 401 Fire dampers | 40199 Accessories Fire Dampers | KRM | 611.52 | EUR
161030 | KRM-NT02-24V DC |  | 401 Fire dampers | 40199 Accessories Fire Dampers | KRM | 611.52 | EUR
161031 | KRM-WDG |  | 401 Fire dampers | 40199 Accessories Fire Dampers | KRM | 410.8 | EUR
237978 | KRM-X-1-DZ |  | 401 Fire dampers | 40199 Accessories Fire Dampers | KRM | 1332.24 | EUR
237979 | KRM-X-1 |  | 401 Fire dampers | 40199 Accessories Fire Dampers | KRM | 801.84 | EUR
237992 | KRM-X-2-DZ |  | 401 Fire dampers | 40199 Accessories Fire Dampers | KRM | 1310.4 | EUR
237993 | KRM-X-2 |  | 401 Fire dampers | 40199 Accessories Fire Dampers | KRM | 785.2 | EUR
6750 | SPI-100 C Iris damper |  | 503 Air volume control | 50303 Dampers | SPI | 47 | EUR
6751 | SPI-125 C Iris damper |  | 503 Air volume control | 50303 Dampers | SPI | 49 | EUR
6752 | SPI-150 C Iris damper |  | 503 Air volume control | 50303 Dampers | SPI | 56 | EUR
6753 | SPI-160 C Iris damper |  | 503 Air volume control | 50303 Dampers | SPI | 59 | EUR
6754 | SPI-200 C Iris damper |  | 503 Air volume control | 50303 Dampers | SPI | 75 | EUR
6755 | SPI-250 C Iris damper |  | 503 Air volume control | 50303 Dampers | SPI | 92 | EUR
6756 | SPI-300 C Iris damper |  | 503 Air volume control | 50303 Dampers | SPI | 124 | EUR
6757 | SPI-315 C Iris damper |  | 503 Air volume control | 50303 Dampers | SPI | 125 | EUR
6758 | SPI-400 C Iris damper |  | 503 Air volume control | 50303 Dampers | SPI | 279 | EUR
6881 | SPI-800 C Iris damper |  | 503 Air volume control | 50303 Dampers | SPI | 2017 | EUR
7621 | SPI-080 C Iris damper |  | 503 Air volume control | 50303 Dampers | SPI | 46 | EUR
7625 | SPI-500 C Iris damper |  | 503 Air volume control | 50303 Dampers | SPI | 515 | EUR
7626 | SPI-630 C Iris damper |  | 503 Air volume control | 50303 Dampers | SPI | 624 | EUR
6238 | SPM-300 Iris damper with bulb |  | 503 Air volume control | 50303 Dampers | SPM | 221 | EUR
6253 | SPM-200 Iris damper with bulb |  | 503 Air volume control | 50303 Dampers | SPM | 120 | EUR
6254 | SPM-250 Iris damper with bulb |  | 503 Air volume control | 50303 Dampers | SPM | 173 | EUR
6255 | SPM-315 Iris damper with bulb |  | 503 Air volume control | 50303 Dampers | SPM | 226 | EUR
6256 | SPM-400 Iris damper with bulb |  | 503 Air volume control | 50303 Dampers | SPM | 404 | EUR
6257 | SPM-160 Iris damper with bulb |  | 503 Air volume control | 50303 Dampers | SPM | 111 | EUR
449003 | MZ3-V3-Touch Control panel |  | 503 Air volume control | 50399 Accessories Air Volume Control | MZ3 | 163.8 | EUR
1247 | Argus-CTV10 valve |  | 504 Local Products | 50400 Misc. Special Products | ARGUS | 24 | EUR
2994 | Argus-RC-CDO Room controller |  | 504 Local Products | 50400 Misc. Special Products | ARGUS | 209 | EUR
63357 | Argus-CS-1 Condensation sensor |  | 504 Local Products | 50400 Misc. Special Products | ARGUS | 26 | EUR
161774 | EFF-080-SW |  | 507 Diffusers | 50704 Valves | EFF | 8 | EUR
161775 | EFF-100-SW |  | 507 Diffusers | 50704 Valves | EFF | 11 | EUR
161776 | EFF-125-SW |  | 507 Diffusers | 50704 Valves | EFF | 14 | EUR
161777 | EFF-160-SW |  | 507 Diffusers | 50704 Valves | EFF | 18 | EUR
161778 | EFF-200-SW |  | 507 Diffusers | 50704 Valves | EFF | 24 | EUR
189781 | EFF-150-SW |  | 507 Diffusers | 50704 Valves | EFF | 18 | EUR
189782 | EFFC-200-SW |  | 507 Diffusers | 50704 Valves | EFFC | 14 | EUR
189783 | EFFC-160-SW |  | 507 Diffusers | 50704 Valves | EFFC | 9 | EUR
189784 | EFFC-125-SW |  | 507 Diffusers | 50704 Valves | EFFC | 7 | EUR
189785 | EFFC-100-SW |  | 507 Diffusers | 50704 Valves | EFFC | 5 | EUR
189786 | EFFC-080-SW |  | 507 Diffusers | 50704 Valves | EFFC | 5 | EUR
189787 | EFFC-150-SW |  | 507 Diffusers | 50704 Valves | EFFC | 9 | EUR
161779 | TFF-080-SW |  | 507 Diffusers | 50704 Valves | TFF | 8 | EUR
161929 | TFF-100-SW |  | 507 Diffusers | 50704 Valves | TFF | 10 | EUR
161930 | TFF-125-SW |  | 507 Diffusers | 50704 Valves | TFF | 13 | EUR
161931 | TFF-160-SW |  | 507 Diffusers | 50704 Valves | TFF | 19 | EUR
161932 | TFF-200-SW |  | 507 Diffusers | 50704 Valves | TFF | 22 | EUR
189623 | TFF-150-SW |  | 507 Diffusers | 50704 Valves | TFF | 18 | EUR
189624 | TFFC-080-SW |  | 507 Diffusers | 50704 Valves | TFFC | 6 | EUR
189625 | TFFC-100-SW |  | 507 Diffusers | 50704 Valves | TFFC | 7 | EUR
189626 | TFFC-125-SW |  | 507 Diffusers | 50704 Valves | TFFC | 9 | EUR
189627 | TFFC-160-SW |  | 507 Diffusers | 50704 Valves | TFFC | 12 | EUR
189628 | TFFC-200-SW |  | 507 Diffusers | 50704 Valves | TFFC | 17 | EUR
190096 | TFFC-150-SW |  | 507 Diffusers | 50704 Valves | TFFC | 12 | EUR
77041 | RFF-100 Mounting Frame |  | 507 Diffusers | 50799 Accessories Diffusers | RFF | 5 | EUR
77042 | RFF-125 Mounting Frame |  | 507 Diffusers | 50799 Accessories Diffusers | RFF | 6 | EUR
77043 | RFF-160 Mounting Frame |  | 507 Diffusers | 50799 Accessories Diffusers | RFF | 7 | EUR
77044 | RFF-200 Mounting Frame |  | 507 Diffusers | 50799 Accessories Diffusers | RFF | 9 | EUR
6125 | RFP-100 Mounting Frame |  | 507 Diffusers | 50799 Accessories Diffusers | RFP | 6 | EUR
6126 | RFP-125 Mounting Frame |  | 507 Diffusers | 50799 Accessories Diffusers | RFP | 7 | EUR
6127 | RFP-160 Mounting Frame |  | 507 Diffusers | 50799 Accessories Diffusers | RFP | 11 | EUR
6128 | RFP-200 Mounting Frame |  | 507 Diffusers | 50799 Accessories Diffusers | RFP | 14 | EUR
6714 | RFP-080 Mounting Frame |  | 507 Diffusers | 50799 Accessories Diffusers | RFP | 5 | EUR
18703 | RFP-100L Mounting Frame 50mm |  | 507 Diffusers | 50799 Accessories Diffusers | RFP | 8 | EUR
18704 | RFP-125L Mounting Frame 50mm |  | 507 Diffusers | 50799 Accessories Diffusers | RFP | 9 | EUR
6129 | RFU-080 Mounting Connection |  | 507 Diffusers | 50799 Accessories Diffusers | RFU | 3 | EUR
6130 | RFU-100 Mounting Connection |  | 507 Diffusers | 50799 Accessories Diffusers | RFU | 4 | EUR
6131 | RFU-125 Mounting Connection |  | 507 Diffusers | 50799 Accessories Diffusers | RFU | 4 | EUR
6132 | RFU-150 Mounting Connection |  | 507 Diffusers | 50799 Accessories Diffusers | RFU | 6 | EUR
6134 | RFU-160 Mounting Connection |  | 507 Diffusers | 50799 Accessories Diffusers | RFU | 6 | EUR
6135 | RFU-200 Mounting Connection |  | 507 Diffusers | 50799 Accessories Diffusers | RFU | 8 | EUR
6136 | RLL-125 Access door |  | 507 Diffusers | 50799 Accessories Diffusers | RLL | 74 | EUR
6137 | RLL-160 Access door |  | 507 Diffusers | 50799 Accessories Diffusers | RLL | 79 | EUR
6266 | RLL-080 Access door |  | 507 Diffusers | 50799 Accessories Diffusers | RLL | 67 | EUR
6267 | RLL-100 Access door |  | 507 Diffusers | 50799 Accessories Diffusers | RLL | 70 | EUR
6268 | RLL-200 Access door |  | 507 Diffusers | 50799 Accessories Diffusers | RLL | 119 | EUR
6269 | RLL-250 Access door |  | 507 Diffusers | 50799 Accessories Diffusers | RLL | 125 | EUR
6270 | RLL-315 Access door |  | 507 Diffusers | 50799 Accessories Diffusers | RLL | 160 | EUR
6271 | RLL-400 Access door |  | 507 Diffusers | 50799 Accessories Diffusers | RLL | 249 | EUR
459621 | Topvex FS10 |  | 602 Topvex compact units | 60201 Supply units | TOPV FSNG | 4430 | EUR
459622 | Topvex FS10 HW |  | 602 Topvex compact units | 60201 Supply units | TOPV FSNG | 4594 | EUR
459623 | Topvex FS10 EL4,5kW |  | 602 Topvex compact units | 60201 Supply units | TOPV FSNG | 5916 | EUR
459624 | Topvex FS10 EL9kW |  | 602 Topvex compact units | 60201 Supply units | TOPV FSNG | 6180 | EUR
459629 | Topvex FS30 |  | 602 Topvex compact units | 60201 Supply units | TOPV FSNG | 5614 | EUR
459630 | Topvex FS30 HW |  | 602 Topvex compact units | 60201 Supply units | TOPV FSNG | 5931 | EUR
459631 | Topvex FS30 EL13kW |  | 602 Topvex compact units | 60201 Supply units | TOPV FSNG | 7568 | EUR
459632 | Topvex FS30 EL26kW |  | 602 Topvex compact units | 60201 Supply units | TOPV FSNG | 7830 | EUR
459633 | Topvex FS40 |  | 602 Topvex compact units | 60201 Supply units | TOPV FSNG | 6260 | EUR
459634 | Topvex FS40 HW |  | 602 Topvex compact units | 60201 Supply units | TOPV FSNG | 6619 | EUR
459635 | Topvex FS50 |  | 602 Topvex compact units | 60201 Supply units | TOPV FSNG | 7039 | EUR
459636 | Topvex FS50 HW |  | 602 Topvex compact units | 60201 Supply units | TOPV FSNG | 7568 | EUR
523670 | Topvex FS20 |  | 602 Topvex compact units | 60201 Supply units | TOPV FSNG | 4953 | EUR
523671 | Topvex FS20 HW |  | 602 Topvex compact units | 60201 Supply units | TOPV FSNG | 5251 | EUR
523672 | Topvex FS20 EL10,5kW |  | 602 Topvex compact units | 60201 Supply units | TOPV FSNG | 6635 | EUR
523673 | Topvex FS20 EL21kW |  | 602 Topvex compact units | 60201 Supply units | TOPV FSNG | 6978 | EUR
447760 | Topvex FC15-L-EL |  | 602 Topvex compact units | 60202 False ceiling units | TOPV FCNG | 14531 | EUR
447761 | Topvex FC15-R-EL |  | 602 Topvex compact units | 60202 False ceiling units | TOPV FCNG | 14531 | EUR
447762 | Topvex FC15-L-HWH |  | 602 Topvex compact units | 60202 False ceiling units | TOPV FCNG | 14586 | EUR
447763 | Topvex FC15-R-HWH |  | 602 Topvex compact units | 60202 False ceiling units | TOPV FCNG | 14586 | EUR
447764 | Topvex FC15-L |  | 602 Topvex compact units | 60202 False ceiling units | TOPV FCNG | 14282 | EUR
447765 | Topvex FC15-R |  | 602 Topvex compact units | 60202 False ceiling units | TOPV FCNG | 14282 | EUR
447766 | Topvex FC20-L-EL |  | 602 Topvex compact units | 60202 False ceiling units | TOPV FCNG | 15514 | EUR
447767 | Topvex FC20-R-EL |  | 602 Topvex compact units | 60202 False ceiling units | TOPV FCNG | 15514 | EUR
447768 | Topvex FC20-L-HWH |  | 602 Topvex compact units | 60202 False ceiling units | TOPV FCNG | 15665 | EUR
447769 | Topvex FC20-R-HWH |  | 602 Topvex compact units | 60202 False ceiling units | TOPV FCNG | 15665 | EUR
447770 | Topvex FC20-L |  | 602 Topvex compact units | 60202 False ceiling units | TOPV FCNG | 15085 | EUR
447771 | Topvex FC20-R |  | 602 Topvex compact units | 60202 False ceiling units | TOPV FCNG | 15085 | EUR
447772 | Topvex FC25-L-EL |  | 602 Topvex compact units | 60202 False ceiling units | TOPV FCNG | 18317 | EUR
447773 | Topvex FC25-R-EL |  | 602 Topvex compact units | 60202 False ceiling units | TOPV FCNG | 18317 | EUR
447774 | Topvex FC25-L-HWH |  | 602 Topvex compact units | 60202 False ceiling units | TOPV FCNG | 18514 | EUR
447775 | Topvex FC25-R-HWH |  | 602 Topvex compact units | 60202 False ceiling units | TOPV FCNG | 18514 | EUR
447776 | Topvex FC25-L |  | 602 Topvex compact units | 60202 False ceiling units | TOPV FCNG | 17908 | EUR
447777 | Topvex FC25-R |  | 602 Topvex compact units | 60202 False ceiling units | TOPV FCNG | 17908 | EUR
523664 | Topvex FC10-L-EL |  | 602 Topvex compact units | 60202 False ceiling units | TOPV FCNG | 13564 | EUR
523665 | Topvex FC10-R-EL |  | 602 Topvex compact units | 60202 False ceiling units | TOPV FCNG | 13564 | EUR
523666 | Topvex FC10-L-HWH |  | 602 Topvex compact units | 60202 False ceiling units | TOPV FCNG | 13160 | EUR
523667 | Topvex FC10-R-HWH |  | 602 Topvex compact units | 60202 False ceiling units | TOPV FCNG | 13160 | EUR
523668 | Topvex FC10-L |  | 602 Topvex compact units | 60202 False ceiling units | TOPV FCNG | 12391 | EUR
523669 | Topvex FC10-R |  | 602 Topvex compact units | 60202 False ceiling units | TOPV FCNG | 12391 | EUR
473600 | Topvex FR10-L |  | 602 Topvex compact units | 60202 False ceiling units | TOPV FRNG | 13819 | EUR
473601 | Topvex FR10-R |  | 602 Topvex compact units | 60202 False ceiling units | TOPV FRNG | 13819 | EUR
473602 | Topvex FR10 EL-L |  | 602 Topvex compact units | 60202 False ceiling units | TOPV FRNG | 15219 | EUR
473603 | Topvex FR10 EL-R |  | 602 Topvex compact units | 60202 False ceiling units | TOPV FRNG | 15219 | EUR
473604 | Topvex FR10 HWH-L |  | 602 Topvex compact units | 60202 False ceiling units | TOPV FRNG | 14617 | EUR
473605 | Topvex FR10 HWH-R |  | 602 Topvex compact units | 60202 False ceiling units | TOPV FRNG | 14617 | EUR
473614 | Topvex FR20-L |  | 602 Topvex compact units | 60202 False ceiling units | TOPV FRNG | 15861 | EUR
473615 | Topvex FR20-R |  | 602 Topvex compact units | 60202 False ceiling units | TOPV FRNG | 15861 | EUR
473616 | Topvex FR20 EL-L |  | 602 Topvex compact units | 60202 False ceiling units | TOPV FRNG | 17060 | EUR
473617 | Topvex FR20 EL-R |  | 602 Topvex compact units | 60202 False ceiling units | TOPV FRNG | 17060 | EUR
473618 | Topvex FR20 HWH-L |  | 602 Topvex compact units | 60202 False ceiling units | TOPV FRNG | 16545 | EUR
473619 | Topvex FR20 HWH-R |  | 602 Topvex compact units | 60202 False ceiling units | TOPV FRNG | 16545 | EUR
473628 | Topvex FR30-L |  | 602 Topvex compact units | 60202 False ceiling units | TOPV FRNG | 17400 | EUR
473629 | Topvex FR30-R |  | 602 Topvex compact units | 60202 False ceiling units | TOPV FRNG | 17400 | EUR
473630 | Topvex FR30 EL-L |  | 602 Topvex compact units | 60202 False ceiling units | TOPV FRNG | 18850 | EUR
473631 | Topvex FR30 EL-R |  | 602 Topvex compact units | 60202 False ceiling units | TOPV FRNG | 18850 | EUR
473632 | Topvex FR30 HWH-L |  | 602 Topvex compact units | 60202 False ceiling units | TOPV FRNG | 18206 | EUR
473633 | Topvex FR30 HWH-R |  | 602 Topvex compact units | 60202 False ceiling units | TOPV FRNG | 18206 | EUR
473642 | Topvex FR40-L |  | 602 Topvex compact units | 60202 False ceiling units | TOPV FRNG | 19558 | EUR
473643 | Topvex FR40-R |  | 602 Topvex compact units | 60202 False ceiling units | TOPV FRNG | 19558 | EUR
473644 | Topvex FR40 EL-L |  | 602 Topvex compact units | 60202 False ceiling units | TOPV FRNG | 21083 | EUR
473645 | Topvex FR40 EL-R |  | 602 Topvex compact units | 60202 False ceiling units | TOPV FRNG | 21083 | EUR
473646 | Topvex FR40 HWH-L |  | 602 Topvex compact units | 60202 False ceiling units | TOPV FRNG | 20463 | EUR
473647 | Topvex FR40 HWH-R |  | 602 Topvex compact units | 60202 False ceiling units | TOPV FRNG | 20463 | EUR
473656 | Topvex FR50-L |  | 602 Topvex compact units | 60202 False ceiling units | TOPV FRNG | 22519 | EUR
473657 | Topvex FR50-R |  | 602 Topvex compact units | 60202 False ceiling units | TOPV FRNG | 22519 | EUR
473658 | Topvex FR50 EL-L |  | 602 Topvex compact units | 60202 False ceiling units | TOPV FRNG | 24192 | EUR
473659 | Topvex FR50 EL-R |  | 602 Topvex compact units | 60202 False ceiling units | TOPV FRNG | 24192 | EUR
473660 | Topvex FR50 HWH-L |  | 602 Topvex compact units | 60202 False ceiling units | TOPV FRNG | 23545 | EUR
473661 | Topvex FR50 HWH-R |  | 602 Topvex compact units | 60202 False ceiling units | TOPV FRNG | 23545 | EUR
473670 | Topvex FR10-S-L |  | 602 Topvex compact units | 60202 False ceiling units | TOPV FRNG | 17323 | EUR
473671 | Topvex FR10-S-R |  | 602 Topvex compact units | 60202 False ceiling units | TOPV FRNG | 17323 | EUR
473672 | Topvex FR10-S EL-L |  | 602 Topvex compact units | 60202 False ceiling units | TOPV FRNG | 18590 | EUR
473673 | Topvex FR10-S EL-R |  | 602 Topvex compact units | 60202 False ceiling units | TOPV FRNG | 18590 | EUR
473674 | Topvex FR10-S HWH-L |  | 602 Topvex compact units | 60202 False ceiling units | TOPV FRNG | 17940 | EUR
473675 | Topvex FR10-S HWH-R |  | 602 Topvex compact units | 60202 False ceiling units | TOPV FRNG | 17940 | EUR
473684 | Topvex FR20-S-L |  | 602 Topvex compact units | 60202 False ceiling units | TOPV FRNG | 18769 | EUR
473685 | Topvex FR20-S-R |  | 602 Topvex compact units | 60202 False ceiling units | TOPV FRNG | 18769 | EUR
473686 | Topvex FR20-S EL-L |  | 602 Topvex compact units | 60202 False ceiling units | TOPV FRNG | 20073 | EUR
473687 | Topvex FR20-S EL-R |  | 602 Topvex compact units | 60202 False ceiling units | TOPV FRNG | 20073 | EUR
473688 | Topvex FR20-S HWH-L |  | 602 Topvex compact units | 60202 False ceiling units | TOPV FRNG | 19531 | EUR
473689 | Topvex FR20-S HWH-R |  | 602 Topvex compact units | 60202 False ceiling units | TOPV FRNG | 19531 | EUR
473698 | Topvex FR30-S-L |  | 602 Topvex compact units | 60202 False ceiling units | TOPV FRNG | 20227 | EUR
473699 | Topvex FR30-S-R |  | 602 Topvex compact units | 60202 False ceiling units | TOPV FRNG | 20227 | EUR
473700 | Topvex FR30-S EL-L |  | 602 Topvex compact units | 60202 False ceiling units | TOPV FRNG | 21776 | EUR
473701 | Topvex FR30-S EL-R |  | 602 Topvex compact units | 60202 False ceiling units | TOPV FRNG | 21776 | EUR
473702 | Topvex FR30-S HWH-L |  | 602 Topvex compact units | 60202 False ceiling units | TOPV FRNG | 21108 | EUR
473703 | Topvex FR30-S HWH-R |  | 602 Topvex compact units | 60202 False ceiling units | TOPV FRNG | 21108 | EUR
473712 | Topvex FR40-S-L |  | 602 Topvex compact units | 60202 False ceiling units | TOPV FRNG | 22509 | EUR
473713 | Topvex FR40-S-R |  | 602 Topvex compact units | 60202 False ceiling units | TOPV FRNG | 22509 | EUR
473714 | Topvex FR40-S EL-L |  | 602 Topvex compact units | 60202 False ceiling units | TOPV FRNG | 23777 | EUR
473715 | Topvex FR40-S EL-R |  | 602 Topvex compact units | 60202 False ceiling units | TOPV FRNG | 23777 | EUR
473716 | Topvex FR40-S HWH-L |  | 602 Topvex compact units | 60202 False ceiling units | TOPV FRNG | 23142 | EUR
473717 | Topvex FR40-S HWH-R |  | 602 Topvex compact units | 60202 False ceiling units | TOPV FRNG | 23142 | EUR
473726 | Topvex FR50-S-L |  | 602 Topvex compact units | 60202 False ceiling units | TOPV FRNG | 25135 | EUR
473727 | Topvex FR50-S-R |  | 602 Topvex compact units | 60202 False ceiling units | TOPV FRNG | 25135 | EUR
473728 | Topvex FR50-S EL-L |  | 602 Topvex compact units | 60202 False ceiling units | TOPV FRNG | 26841 | EUR
473729 | Topvex FR50-S EL-R |  | 602 Topvex compact units | 60202 False ceiling units | TOPV FRNG | 26841 | EUR
473730 | Topvex FR50-S HWH-L |  | 602 Topvex compact units | 60202 False ceiling units | TOPV FRNG | 26199 | EUR
473731 | Topvex FR50-S HWH-R |  | 602 Topvex compact units | 60202 False ceiling units | TOPV FRNG | 26199 | EUR
459588 | Topvex SC50-L-B |  | 602 Topvex compact units | 60203 Horizontal units | TOPV SCNG | 22913 | EUR
459589 | Topvex SC50-L-B ODK |  | 602 Topvex compact units | 60203 Horizontal units | TOPV SCNG | 23804 | EUR
459609 | Topvex SC50-L-EL17-B |  | 602 Topvex compact units | 60203 Horizontal units | TOPV SCNG | 24834 | EUR
459646 | Topvex SC50-L-EL17-B ODK |  | 602 Topvex compact units | 60203 Horizontal units | TOPV SCNG | 25795 | EUR
459648 | Topvex SC50-L-EL17-S |  | 602 Topvex compact units | 60203 Horizontal units | TOPV SCNG | 26978 | EUR
459649 | Topvex SC50-L-EL17-S ODK |  | 602 Topvex compact units | 60203 Horizontal units | TOPV SCNG | 28019 | EUR
459657 | Topvex SC50-L-EL9,6-B |  | 602 Topvex compact units | 60203 Horizontal units | TOPV SCNG | 24805 | EUR
459658 | Topvex SC50-L-EL9,6-B ODK |  | 602 Topvex compact units | 60203 Horizontal units | TOPV SCNG | 25765 | EUR
459666 | Topvex SC50-L-EL9,6-S |  | 602 Topvex compact units | 60203 Horizontal units | TOPV SCNG | 26950 | EUR
459667 | Topvex SC50-L-EL9,6-S ODK |  | 602 Topvex compact units | 60203 Horizontal units | TOPV SCNG | 27991 | EUR
459669 | Topvex SC50-L-HWH-B |  | 602 Topvex compact units | 60203 Horizontal units | TOPV SCNG | 23992 | EUR
459670 | Topvex SC50-L-HWH-B ODK |  | 602 Topvex compact units | 60203 Horizontal units | TOPV SCNG | 24923 | EUR
459672 | Topvex SC50-L-HWH-S |  | 602 Topvex compact units | 60203 Horizontal units | TOPV SCNG | 26300 | EUR
459673 | Topvex SC50-L-HWH-S ODK |  | 602 Topvex compact units | 60203 Horizontal units | TOPV SCNG | 27316 | EUR
459681 | Topvex SC50-L-S |  | 602 Topvex compact units | 60203 Horizontal units | TOPV SCNG | 25161 | EUR
459682 | Topvex SC50-L-S ODK |  | 602 Topvex compact units | 60203 Horizontal units | TOPV SCNG | 26134 | EUR
459684 | Topvex SC50-R-B |  | 602 Topvex compact units | 60203 Horizontal units | TOPV SCNG | 22913 | EUR
459685 | Topvex SC50-R-B ODK |  | 602 Topvex compact units | 60203 Horizontal units | TOPV SCNG | 23804 | EUR
459687 | Topvex SC50-R-EL17-B |  | 602 Topvex compact units | 60203 Horizontal units | TOPV SCNG | 24834 | EUR
459688 | Topvex SC50-R-EL17-B ODK |  | 602 Topvex compact units | 60203 Horizontal units | TOPV SCNG | 25795 | EUR
459690 | Topvex SC50-R-EL17-S |  | 602 Topvex compact units | 60203 Horizontal units | TOPV SCNG | 26978 | EUR
459692 | Topvex SC50-R-EL17-S ODK |  | 602 Topvex compact units | 60203 Horizontal units | TOPV SCNG | 28019 | EUR
459700 | Topvex SC50-R-EL9,6-B |  | 602 Topvex compact units | 60203 Horizontal units | TOPV SCNG | 24805 | EUR
459701 | Topvex SC50-R-EL9,6-B ODK |  | 602 Topvex compact units | 60203 Horizontal units | TOPV SCNG | 25765 | EUR
459703 | Topvex SC50-R-EL9,6-S |  | 602 Topvex compact units | 60203 Horizontal units | TOPV SCNG | 26950 | EUR
459704 | Topvex SC50-R-EL9,6-S ODK |  | 602 Topvex compact units | 60203 Horizontal units | TOPV SCNG | 27991 | EUR
459706 | Topvex SC50-R-HWH-B |  | 602 Topvex compact units | 60203 Horizontal units | TOPV SCNG | 23992 | EUR
459707 | Topvex SC50-R-HWH-B ODK |  | 602 Topvex compact units | 60203 Horizontal units | TOPV SCNG | 24923 | EUR
459709 | Topvex SC50-R-HWH-S |  | 602 Topvex compact units | 60203 Horizontal units | TOPV SCNG | 26300 | EUR
459710 | Topvex SC50-R-HWH-S ODK |  | 602 Topvex compact units | 60203 Horizontal units | TOPV SCNG | 27316 | EUR
459718 | Topvex SC50-R-S |  | 602 Topvex compact units | 60203 Horizontal units | TOPV SCNG | 25161 | EUR
459719 | Topvex SC50-R-S ODK |  | 602 Topvex compact units | 60203 Horizontal units | TOPV SCNG | 26134 | EUR
460003 | Topvex SC20-L-B |  | 602 Topvex compact units | 60203 Horizontal units | TOPV SCNG | 15489 | EUR
460004 | Topvex SC20-L-EL4,2-B |  | 602 Topvex compact units | 60203 Horizontal units | TOPV SCNG | 16541 | EUR
460005 | Topvex SC20-L-EL6,5-B |  | 602 Topvex compact units | 60203 Horizontal units | TOPV SCNG | 16556 | EUR
460006 | Topvex SC20-L-EL9,6-B |  | 602 Topvex compact units | 60203 Horizontal units | TOPV SCNG | 16559 | EUR
460008 | Topvex SC20-L-HWH-B |  | 602 Topvex compact units | 60203 Horizontal units | TOPV SCNG | 16225 | EUR
460009 | Topvex SC20-L-S |  | 602 Topvex compact units | 60203 Horizontal units | TOPV SCNG | 18564 | EUR
460010 | Topvex SC20-L-EL4,2-S |  | 602 Topvex compact units | 60203 Horizontal units | TOPV SCNG | 19816 | EUR
460011 | Topvex SC20-L-EL6,5-S |  | 602 Topvex compact units | 60203 Horizontal units | TOPV SCNG | 19830 | EUR
460012 | Topvex SC20-L-EL9,6-S |  | 602 Topvex compact units | 60203 Horizontal units | TOPV SCNG | 19833 | EUR
460014 | Topvex SC20-L-HWH-S |  | 602 Topvex compact units | 60203 Horizontal units | TOPV SCNG | 19121 | EUR
460015 | Topvex SC20-R-B |  | 602 Topvex compact units | 60203 Horizontal units | TOPV SCNG | 15489 | EUR
460016 | Topvex SC20-R-EL4,2-B |  | 602 Topvex compact units | 60203 Horizontal units | TOPV SCNG | 16541 | EUR
460017 | Topvex SC20-R-EL6,5-B |  | 602 Topvex compact units | 60203 Horizontal units | TOPV SCNG | 16556 | EUR
460018 | Topvex SC20-R-EL9,6-B |  | 602 Topvex compact units | 60203 Horizontal units | TOPV SCNG | 16559 | EUR
460020 | Topvex SC20-R-HWH-B |  | 602 Topvex compact units | 60203 Horizontal units | TOPV SCNG | 16225 | EUR
460021 | Topvex SC20-R-S |  | 602 Topvex compact units | 60203 Horizontal units | TOPV SCNG | 18564 | EUR
460022 | Topvex SC20-R-EL4,2-S |  | 602 Topvex compact units | 60203 Horizontal units | TOPV SCNG | 19816 | EUR
460023 | Topvex SC20-R-EL6,5-S |  | 602 Topvex compact units | 60203 Horizontal units | TOPV SCNG | 19830 | EUR
460024 | Topvex SC20-R-EL9,6-S |  | 602 Topvex compact units | 60203 Horizontal units | TOPV SCNG | 19833 | EUR
460026 | Topvex SC20-R-HWH-S |  | 602 Topvex compact units | 60203 Horizontal units | TOPV SCNG | 19121 | EUR
460047 | Topvex SC25-L-B |  | 602 Topvex compact units | 60203 Horizontal units | TOPV SCNG | 16026 | EUR
460048 | Topvex SC25-L-EL6,5-B |  | 602 Topvex compact units | 60203 Horizontal units | TOPV SCNG | 17138 | EUR
460049 | Topvex SC25-L-EL9,6-B |  | 602 Topvex compact units | 60203 Horizontal units | TOPV SCNG | 17142 | EUR
460050 | Topvex SC25-L-EL12-B |  | 602 Topvex compact units | 60203 Horizontal units | TOPV SCNG | 17155 | EUR
460052 | Topvex SC25-L-HWH-B |  | 602 Topvex compact units | 60203 Horizontal units | TOPV SCNG | 16957 | EUR
460053 | Topvex SC25-L-S |  | 602 Topvex compact units | 60203 Horizontal units | TOPV SCNG | 19403 | EUR
460054 | Topvex SC25-L-EL6,5-S |  | 602 Topvex compact units | 60203 Horizontal units | TOPV SCNG | 20737 | EUR
460055 | Topvex SC25-L-EL9,6-S |  | 602 Topvex compact units | 60203 Horizontal units | TOPV SCNG | 20740 | EUR
460056 | Topvex SC25-L-EL12-S |  | 602 Topvex compact units | 60203 Horizontal units | TOPV SCNG | 20753 | EUR
460058 | Topvex SC25-L-HWH-S |  | 602 Topvex compact units | 60203 Horizontal units | TOPV SCNG | 20239 | EUR
460059 | Topvex SC25-R-B |  | 602 Topvex compact units | 60203 Horizontal units | TOPV SCNG | 16026 | EUR
460060 | Topvex SC25-R-EL6,5-B |  | 602 Topvex compact units | 60203 Horizontal units | TOPV SCNG | 17138 | EUR
460061 | Topvex SC25-R-EL9,6-B |  | 602 Topvex compact units | 60203 Horizontal units | TOPV SCNG | 17142 | EUR
460062 | Topvex SC25-R-EL12-B |  | 602 Topvex compact units | 60203 Horizontal units | TOPV SCNG | 17155 | EUR
460064 | Topvex SC25-R-HWH-B |  | 602 Topvex compact units | 60203 Horizontal units | TOPV SCNG | 16957 | EUR
460065 | Topvex SC25-R-S |  | 602 Topvex compact units | 60203 Horizontal units | TOPV SCNG | 19403 | EUR
460066 | Topvex SC25-R-EL6,5-S |  | 602 Topvex compact units | 60203 Horizontal units | TOPV SCNG | 20737 | EUR
460067 | Topvex SC25-R-EL9,6-S |  | 602 Topvex compact units | 60203 Horizontal units | TOPV SCNG | 20740 | EUR
460068 | Topvex SC25-R-EL12-S |  | 602 Topvex compact units | 60203 Horizontal units | TOPV SCNG | 20753 | EUR
460070 | Topvex SC25-R-HWH-S |  | 602 Topvex compact units | 60203 Horizontal units | TOPV SCNG | 20239 | EUR
460091 | Topvex SC35-L-B |  | 602 Topvex compact units | 60203 Horizontal units | TOPV SCNG | 19392 | EUR
460092 | Topvex SC35-L-EL7,2-B |  | 602 Topvex compact units | 60203 Horizontal units | TOPV SCNG | 20800 | EUR
460093 | Topvex SC35-L-EL12-B |  | 602 Topvex compact units | 60203 Horizontal units | TOPV SCNG | 20765 | EUR
460094 | Topvex SC35-L-EL18-B |  | 602 Topvex compact units | 60203 Horizontal units | TOPV SCNG | 20843 | EUR
460096 | Topvex SC35-L-HWH-B |  | 602 Topvex compact units | 60203 Horizontal units | TOPV SCNG | 20094 | EUR
460097 | Topvex SC35-L-S |  | 602 Topvex compact units | 60203 Horizontal units | TOPV SCNG | 22216 | EUR
460098 | Topvex SC35-L-EL7,2-S |  | 602 Topvex compact units | 60203 Horizontal units | TOPV SCNG | 23611 | EUR
460099 | Topvex SC35-L-EL12-S |  | 602 Topvex compact units | 60203 Horizontal units | TOPV SCNG | 23618 | EUR
460100 | Topvex SC35-L-EL18-S |  | 602 Topvex compact units | 60203 Horizontal units | TOPV SCNG | 23774 | EUR
460102 | Topvex SC35-L-HWH-S |  | 602 Topvex compact units | 60203 Horizontal units | TOPV SCNG | 22635 | EUR
460103 | Topvex SC35-R-B |  | 602 Topvex compact units | 60203 Horizontal units | TOPV SCNG | 19392 | EUR
460104 | Topvex SC35-R-EL7,2-B |  | 602 Topvex compact units | 60203 Horizontal units | TOPV SCNG | 20800 | EUR
460105 | Topvex SC35-R-EL12-B |  | 602 Topvex compact units | 60203 Horizontal units | TOPV SCNG | 20765 | EUR
460106 | Topvex SC35-R-EL18-B |  | 602 Topvex compact units | 60203 Horizontal units | TOPV SCNG | 20843 | EUR
460108 | Topvex SC35-R-HWH-B |  | 602 Topvex compact units | 60203 Horizontal units | TOPV SCNG | 20094 | EUR
460109 | Topvex SC35-R-S |  | 602 Topvex compact units | 60203 Horizontal units | TOPV SCNG | 22216 | EUR
460110 | Topvex SC35-R-EL7,2-S |  | 602 Topvex compact units | 60203 Horizontal units | TOPV SCNG | 23611 | EUR
460111 | Topvex SC35-R-EL12-S |  | 602 Topvex compact units | 60203 Horizontal units | TOPV SCNG | 23618 | EUR
460112 | Topvex SC35-R-EL18-S |  | 602 Topvex compact units | 60203 Horizontal units | TOPV SCNG | 23774 | EUR
460114 | Topvex SC35-R-HWH-S |  | 602 Topvex compact units | 60203 Horizontal units | TOPV SCNG | 22635 | EUR
460135 | Topvex SC60-L-B |  | 602 Topvex compact units | 60203 Horizontal units | TOPV SCNG | 23310 | EUR
460136 | Topvex SC60-L-EL9,6-B |  | 602 Topvex compact units | 60203 Horizontal units | TOPV SCNG | 25141 | EUR
460137 | Topvex SC60-L-EL17-B |  | 602 Topvex compact units | 60203 Horizontal units | TOPV SCNG | 25168 | EUR
460140 | Topvex SC60-L-HWH-B |  | 602 Topvex compact units | 60203 Horizontal units | TOPV SCNG | 24113 | EUR
460141 | Topvex SC60-L-S |  | 602 Topvex compact units | 60203 Horizontal units | TOPV SCNG | 25486 | EUR
460142 | Topvex SC60-L-EL9,6-S |  | 602 Topvex compact units | 60203 Horizontal units | TOPV SCNG | 27219 | EUR
460143 | Topvex SC60-L-EL17-S |  | 602 Topvex compact units | 60203 Horizontal units | TOPV SCNG | 27245 | EUR
460146 | Topvex SC60-L-HWH-S |  | 602 Topvex compact units | 60203 Horizontal units | TOPV SCNG | 26326 | EUR
460147 | Topvex SC60-R-B |  | 602 Topvex compact units | 60203 Horizontal units | TOPV SCNG | 23310 | EUR
460148 | Topvex SC60-R-EL9,6-B |  | 602 Topvex compact units | 60203 Horizontal units | TOPV SCNG | 25141 | EUR
460149 | Topvex SC60-R-EL17-B |  | 602 Topvex compact units | 60203 Horizontal units | TOPV SCNG | 25168 | EUR
460152 | Topvex SC60-R-HWH-B |  | 602 Topvex compact units | 60203 Horizontal units | TOPV SCNG | 24113 | EUR
460153 | Topvex SC60-R-S |  | 602 Topvex compact units | 60203 Horizontal units | TOPV SCNG | 25486 | EUR
460154 | Topvex SC60-R-EL9,6-S |  | 602 Topvex compact units | 60203 Horizontal units | TOPV SCNG | 27219 | EUR
460155 | Topvex SC60-R-EL17-S |  | 602 Topvex compact units | 60203 Horizontal units | TOPV SCNG | 27245 | EUR
460158 | Topvex SC60-R-HWH-S |  | 602 Topvex compact units | 60203 Horizontal units | TOPV SCNG | 26326 | EUR
460179 | Topvex SC70-L-B |  | 602 Topvex compact units | 60203 Horizontal units | TOPV SCNG | 25488 | EUR
460180 | Topvex SC70-L-EL17-B |  | 602 Topvex compact units | 60203 Horizontal units | TOPV SCNG | 27588 | EUR
460183 | Topvex SC70-L-HWH-B |  | 602 Topvex compact units | 60203 Horizontal units | TOPV SCNG | 26464 | EUR
460184 | Topvex SC70-L-S |  | 602 Topvex compact units | 60203 Horizontal units | TOPV SCNG | 27873 | EUR
460185 | Topvex SC70-L-EL17-S |  | 602 Topvex compact units | 60203 Horizontal units | TOPV SCNG | 29562 | EUR
460188 | Topvex SC70-L-HWH-S |  | 602 Topvex compact units | 60203 Horizontal units | TOPV SCNG | 28781 | EUR
460189 | Topvex SC70-R-B |  | 602 Topvex compact units | 60203 Horizontal units | TOPV SCNG | 25488 | EUR
460190 | Topvex SC70-R-EL17-B |  | 602 Topvex compact units | 60203 Horizontal units | TOPV SCNG | 27588 | EUR
460193 | Topvex SC70-R-HWH-B |  | 602 Topvex compact units | 60203 Horizontal units | TOPV SCNG | 26464 | EUR
460194 | Topvex SC70-R-S |  | 602 Topvex compact units | 60203 Horizontal units | TOPV SCNG | 27873 | EUR
460195 | Topvex SC70-R-EL17-S |  | 602 Topvex compact units | 60203 Horizontal units | TOPV SCNG | 29562 | EUR
460198 | Topvex SC70-R-HWH-S |  | 602 Topvex compact units | 60203 Horizontal units | TOPV SCNG | 28781 | EUR
460932 | Topvex SC20-L-B ODK |  | 602 Topvex compact units | 60203 Horizontal units | TOPV SCNG | 16062 | EUR
460933 | Topvex SC20-L-EL4,2-B ODK |  | 602 Topvex compact units | 60203 Horizontal units | TOPV SCNG | 17153 | EUR
460934 | Topvex SC20-L-EL6,5-B ODK |  | 602 Topvex compact units | 60203 Horizontal units | TOPV SCNG | 17168 | EUR
460935 | Topvex SC20-L-EL9,6-B ODK |  | 602 Topvex compact units | 60203 Horizontal units | TOPV SCNG | 17171 | EUR
460937 | Topvex SC20-L-HWH-B ODK |  | 602 Topvex compact units | 60203 Horizontal units | TOPV SCNG | 16825 | EUR
460938 | Topvex SC20-L-S ODK |  | 602 Topvex compact units | 60203 Horizontal units | TOPV SCNG | 19251 | EUR
460939 | Topvex SC20-L-EL4,2-S ODK |  | 602 Topvex compact units | 60203 Horizontal units | TOPV SCNG | 20550 | EUR
460940 | Topvex SC20-L-EL6,5-S ODK |  | 602 Topvex compact units | 60203 Horizontal units | TOPV SCNG | 20564 | EUR
460941 | Topvex SC20-L-EL9,6-S ODK |  | 602 Topvex compact units | 60203 Horizontal units | TOPV SCNG | 20567 | EUR
460943 | Topvex SC20-L-HWH-S ODK |  | 602 Topvex compact units | 60203 Horizontal units | TOPV SCNG | 19829 | EUR
460944 | Topvex SC20-R-B ODK |  | 602 Topvex compact units | 60203 Horizontal units | TOPV SCNG | 16062 | EUR
460945 | Topvex SC20-R-EL4,2-B ODK |  | 602 Topvex compact units | 60203 Horizontal units | TOPV SCNG | 17153 | EUR
460946 | Topvex SC20-R-EL6,5-B ODK |  | 602 Topvex compact units | 60203 Horizontal units | TOPV SCNG | 17168 | EUR
460947 | Topvex SC20-R-EL9,6-B ODK |  | 602 Topvex compact units | 60203 Horizontal units | TOPV SCNG | 17171 | EUR
460949 | Topvex SC20-R-HWH-B ODK |  | 602 Topvex compact units | 60203 Horizontal units | TOPV SCNG | 16825 | EUR
460950 | Topvex SC20-R-S ODK |  | 602 Topvex compact units | 60203 Horizontal units | TOPV SCNG | 19251 | EUR
460951 | Topvex SC20-R-EL4,2-S ODK |  | 602 Topvex compact units | 60203 Horizontal units | TOPV SCNG | 20550 | EUR
460952 | Topvex SC20-R-EL6,5-S ODK |  | 602 Topvex compact units | 60203 Horizontal units | TOPV SCNG | 20564 | EUR
460953 | Topvex SC20-R-EL9,6-S ODK |  | 602 Topvex compact units | 60203 Horizontal units | TOPV SCNG | 20567 | EUR
460955 | Topvex SC20-R-HWH-S ODK |  | 602 Topvex compact units | 60203 Horizontal units | TOPV SCNG | 19829 | EUR
460976 | Topvex SC25-L-B ODK |  | 602 Topvex compact units | 60203 Horizontal units | TOPV SCNG | 16618 | EUR
460977 | Topvex SC25-L-EL6,5-B ODK |  | 602 Topvex compact units | 60203 Horizontal units | TOPV SCNG | 17771 | EUR
460978 | Topvex SC25-L-EL9,6-B ODK |  | 602 Topvex compact units | 60203 Horizontal units | TOPV SCNG | 17776 | EUR
460979 | Topvex SC25-L-EL12-B ODK |  | 602 Topvex compact units | 60203 Horizontal units | TOPV SCNG | 17790 | EUR
460981 | Topvex SC25-L-HWH-B ODK |  | 602 Topvex compact units | 60203 Horizontal units | TOPV SCNG | 17584 | EUR
460982 | Topvex SC25-L-S ODK |  | 602 Topvex compact units | 60203 Horizontal units | TOPV SCNG | 20122 | EUR
460983 | Topvex SC25-L-EL6,5-S ODK |  | 602 Topvex compact units | 60203 Horizontal units | TOPV SCNG | 21503 | EUR
460984 | Topvex SC25-L-EL9,6-S ODK |  | 602 Topvex compact units | 60203 Horizontal units | TOPV SCNG | 21507 | EUR
460985 | Topvex SC25-L-EL12-S ODK |  | 602 Topvex compact units | 60203 Horizontal units | TOPV SCNG | 21522 | EUR
460987 | Topvex SC25-L-HWH-S ODK |  | 602 Topvex compact units | 60203 Horizontal units | TOPV SCNG | 20987 | EUR
460988 | Topvex SC25-R-B ODK |  | 602 Topvex compact units | 60203 Horizontal units | TOPV SCNG | 16618 | EUR
460989 | Topvex SC25-R-EL6,5-B ODK |  | 602 Topvex compact units | 60203 Horizontal units | TOPV SCNG | 17771 | EUR
460990 | Topvex SC25-R-EL9,6-B ODK |  | 602 Topvex compact units | 60203 Horizontal units | TOPV SCNG | 17776 | EUR
460991 | Topvex SC25-R-EL12-B ODK |  | 602 Topvex compact units | 60203 Horizontal units | TOPV SCNG | 17790 | EUR
460993 | Topvex SC25-R-HWH-B ODK |  | 602 Topvex compact units | 60203 Horizontal units | TOPV SCNG | 17584 | EUR
460994 | Topvex SC25-R-S ODK |  | 602 Topvex compact units | 60203 Horizontal units | TOPV SCNG | 20122 | EUR
460995 | Topvex SC25-R-EL6,5-S ODK |  | 602 Topvex compact units | 60203 Horizontal units | TOPV SCNG | 21503 | EUR
460996 | Topvex SC25-R-EL9,6-S ODK |  | 602 Topvex compact units | 60203 Horizontal units | TOPV SCNG | 21507 | EUR
460997 | Topvex SC25-R-EL12-S ODK |  | 602 Topvex compact units | 60203 Horizontal units | TOPV SCNG | 21522 | EUR
460999 | Topvex SC25-R-HWH-S ODK |  | 602 Topvex compact units | 60203 Horizontal units | TOPV SCNG | 20987 | EUR
461625 | Topvex SC35-L-B ODK |  | 602 Topvex compact units | 60203 Horizontal units | TOPV SCNG | 20109 | EUR
461644 | Topvex SC35-L-EL7,2-B ODK |  | 602 Topvex compact units | 60203 Horizontal units | TOPV SCNG | 21570 | EUR
461659 | Topvex SC35-L-EL12-B ODK |  | 602 Topvex compact units | 60203 Horizontal units | TOPV SCNG | 21534 | EUR
461689 | Topvex SC35-L-EL18-B ODK |  | 602 Topvex compact units | 60203 Horizontal units | TOPV SCNG | 21614 | EUR
461706 | Topvex SC35-L-HWH-B ODK |  | 602 Topvex compact units | 60203 Horizontal units | TOPV SCNG | 20838 | EUR
461707 | Topvex SC35-L-S ODK |  | 602 Topvex compact units | 60203 Horizontal units | TOPV SCNG | 23038 | EUR
461708 | Topvex SC35-L-EL7,2-S ODK |  | 602 Topvex compact units | 60203 Horizontal units | TOPV SCNG | 24484 | EUR
461709 | Topvex SC35-L-EL12-S ODK |  | 602 Topvex compact units | 60203 Horizontal units | TOPV SCNG | 24492 | EUR
461710 | Topvex SC35-L-EL18-S ODK |  | 602 Topvex compact units | 60203 Horizontal units | TOPV SCNG | 24653 | EUR
461712 | Topvex SC35-L-HWH-S ODK |  | 602 Topvex compact units | 60203 Horizontal units | TOPV SCNG | 23473 | EUR
461713 | Topvex SC35-R-B ODK |  | 602 Topvex compact units | 60203 Horizontal units | TOPV SCNG | 20109 | EUR
461714 | Topvex SC35-R-EL7,2-B ODK |  | 602 Topvex compact units | 60203 Horizontal units | TOPV SCNG | 21570 | EUR
461715 | Topvex SC35-R-EL12-B ODK |  | 602 Topvex compact units | 60203 Horizontal units | TOPV SCNG | 21534 | EUR
461716 | Topvex SC35-R-EL18-B ODK |  | 602 Topvex compact units | 60203 Horizontal units | TOPV SCNG | 21614 | EUR
461718 | Topvex SC35-R-HWH-B ODK |  | 602 Topvex compact units | 60203 Horizontal units | TOPV SCNG | 20838 | EUR
461719 | Topvex SC35-R-S ODK |  | 602 Topvex compact units | 60203 Horizontal units | TOPV SCNG | 23038 | EUR
461720 | Topvex SC35-R-EL7,2-S ODK |  | 602 Topvex compact units | 60203 Horizontal units | TOPV SCNG | 24484 | EUR
461721 | Topvex SC35-R-EL12-S ODK |  | 602 Topvex compact units | 60203 Horizontal units | TOPV SCNG | 24492 | EUR
461722 | Topvex SC35-R-EL18-S ODK |  | 602 Topvex compact units | 60203 Horizontal units | TOPV SCNG | 24653 | EUR
461724 | Topvex SC35-R-HWH-S ODK |  | 602 Topvex compact units | 60203 Horizontal units | TOPV SCNG | 23473 | EUR
461745 | Topvex SC60-L-B ODK |  | 602 Topvex compact units | 60203 Horizontal units | TOPV SCNG | 24172 | EUR
461746 | Topvex SC60-L-EL9,6-B ODK |  | 602 Topvex compact units | 60203 Horizontal units | TOPV SCNG | 26072 | EUR
461747 | Topvex SC60-L-EL17-B ODK |  | 602 Topvex compact units | 60203 Horizontal units | TOPV SCNG | 26100 | EUR
461750 | Topvex SC60-L-HWH-B ODK |  | 602 Topvex compact units | 60203 Horizontal units | TOPV SCNG | 25005 | EUR
461751 | Topvex SC60-L-S ODK |  | 602 Topvex compact units | 60203 Horizontal units | TOPV SCNG | 26429 | EUR
461752 | Topvex SC60-L-EL9,6-S ODK |  | 602 Topvex compact units | 60203 Horizontal units | TOPV SCNG | 28225 | EUR
461753 | Topvex SC60-L-EL17-S ODK |  | 602 Topvex compact units | 60203 Horizontal units | TOPV SCNG | 28252 | EUR
461756 | Topvex SC60-L-HWH-S ODK |  | 602 Topvex compact units | 60203 Horizontal units | TOPV SCNG | 27299 | EUR
461757 | Topvex SC60-R-B ODK |  | 602 Topvex compact units | 60203 Horizontal units | TOPV SCNG | 24172 | EUR
461758 | Topvex SC60-R-EL9,6-B ODK |  | 602 Topvex compact units | 60203 Horizontal units | TOPV SCNG | 26072 | EUR
461759 | Topvex SC60-R-EL17-B ODK |  | 602 Topvex compact units | 60203 Horizontal units | TOPV SCNG | 26100 | EUR
461762 | Topvex SC60-R-HWH-B ODK |  | 602 Topvex compact units | 60203 Horizontal units | TOPV SCNG | 25005 | EUR
461763 | Topvex SC60-R-S ODK |  | 602 Topvex compact units | 60203 Horizontal units | TOPV SCNG | 26429 | EUR
461764 | Topvex SC60-R-EL9,6-S ODK |  | 602 Topvex compact units | 60203 Horizontal units | TOPV SCNG | 28225 | EUR
461765 | Topvex SC60-R-EL17-S ODK |  | 602 Topvex compact units | 60203 Horizontal units | TOPV SCNG | 28252 | EUR
461768 | Topvex SC60-R-HWH-S ODK |  | 602 Topvex compact units | 60203 Horizontal units | TOPV SCNG | 27299 | EUR
461789 | Topvex SC70-L-B ODK |  | 602 Topvex compact units | 60203 Horizontal units | TOPV SCNG | 25917 | EUR
461790 | Topvex SC70-L-EL17-B ODK |  | 602 Topvex compact units | 60203 Horizontal units | TOPV SCNG | 28058 | EUR
461793 | Topvex SC70-L-HWH-B ODK |  | 602 Topvex compact units | 60203 Horizontal units | TOPV SCNG | 26911 | EUR
461794 | Topvex SC70-L-S ODK |  | 602 Topvex compact units | 60203 Horizontal units | TOPV SCNG | 28905 | EUR
461795 | Topvex SC70-L-EL17-S ODK |  | 602 Topvex compact units | 60203 Horizontal units | TOPV SCNG | 30655 | EUR
461798 | Topvex SC70-L-HWH-S ODK |  | 602 Topvex compact units | 60203 Horizontal units | TOPV SCNG | 29846 | EUR
461799 | Topvex SC70-R-B ODK |  | 602 Topvex compact units | 60203 Horizontal units | TOPV SCNG | 25917 | EUR
461800 | Topvex SC70-R-EL17-B ODK |  | 602 Topvex compact units | 60203 Horizontal units | TOPV SCNG | 28058 | EUR
461803 | Topvex SC70-R-HWH-B ODK |  | 602 Topvex compact units | 60203 Horizontal units | TOPV SCNG | 26911 | EUR
461804 | Topvex SC70-R-S ODK |  | 602 Topvex compact units | 60203 Horizontal units | TOPV SCNG | 28905 | EUR
461805 | Topvex SC70-R-EL17-S ODK |  | 602 Topvex compact units | 60203 Horizontal units | TOPV SCNG | 30655 | EUR
461808 | Topvex SC70-R-HWH-S ODK |  | 602 Topvex compact units | 60203 Horizontal units | TOPV SCNG | 29846 | EUR
461867 | Topvex SC30-L-B |  | 602 Topvex compact units | 60203 Horizontal units | TOPV SCNG | 19217 | EUR
461868 | Topvex SC30-L-EL7,2-B |  | 602 Topvex compact units | 60203 Horizontal units | TOPV SCNG | 20615 | EUR
461869 | Topvex SC30-L-EL12-B |  | 602 Topvex compact units | 60203 Horizontal units | TOPV SCNG | 20642 | EUR
461870 | Topvex SC30-L-EL18-B |  | 602 Topvex compact units | 60203 Horizontal units | TOPV SCNG | 20658 | EUR
461872 | Topvex SC30-L-HWH-B |  | 602 Topvex compact units | 60203 Horizontal units | TOPV SCNG | 20114 | EUR
461873 | Topvex SC30-L-S |  | 602 Topvex compact units | 60203 Horizontal units | TOPV SCNG | 22020 | EUR
461874 | Topvex SC30-L-EL7,2-S |  | 602 Topvex compact units | 60203 Horizontal units | TOPV SCNG | 23405 | EUR
461875 | Topvex SC30-L-EL12-S |  | 602 Topvex compact units | 60203 Horizontal units | TOPV SCNG | 23412 | EUR
461876 | Topvex SC30-L-EL18-S |  | 602 Topvex compact units | 60203 Horizontal units | TOPV SCNG | 23567 | EUR
461878 | Topvex SC30-L-HWH-S |  | 602 Topvex compact units | 60203 Horizontal units | TOPV SCNG | 22662 | EUR
461879 | Topvex SC30-R-B |  | 602 Topvex compact units | 60203 Horizontal units | TOPV SCNG | 19217 | EUR
461880 | Topvex SC30-R-EL7,2-B |  | 602 Topvex compact units | 60203 Horizontal units | TOPV SCNG | 20615 | EUR
461881 | Topvex SC30-R-EL12-B |  | 602 Topvex compact units | 60203 Horizontal units | TOPV SCNG | 20642 | EUR
461882 | Topvex SC30-R-EL18-B |  | 602 Topvex compact units | 60203 Horizontal units | TOPV SCNG | 20658 | EUR
461884 | Topvex SC30-R-HWH-B |  | 602 Topvex compact units | 60203 Horizontal units | TOPV SCNG | 20114 | EUR
461885 | Topvex SC30-R-S |  | 602 Topvex compact units | 60203 Horizontal units | TOPV SCNG | 22020 | EUR
461886 | Topvex SC30-R-EL7,2-S |  | 602 Topvex compact units | 60203 Horizontal units | TOPV SCNG | 23405 | EUR
461887 | Topvex SC30-R-EL12-S |  | 602 Topvex compact units | 60203 Horizontal units | TOPV SCNG | 23412 | EUR
461888 | Topvex SC30-R-EL18-S |  | 602 Topvex compact units | 60203 Horizontal units | TOPV SCNG | 23567 | EUR
461890 | Topvex SC30-R-HWH-S |  | 602 Topvex compact units | 60203 Horizontal units | TOPV SCNG | 22662 | EUR
461915 | Topvex SC30-L-B ODK |  | 602 Topvex compact units | 60203 Horizontal units | TOPV SCNG | 19929 | EUR
461916 | Topvex SC30-L-EL7,2-B ODK |  | 602 Topvex compact units | 60203 Horizontal units | TOPV SCNG | 21378 | EUR
461917 | Topvex SC30-L-EL12-B ODK |  | 602 Topvex compact units | 60203 Horizontal units | TOPV SCNG | 21407 | EUR
461918 | Topvex SC30-L-EL18-B ODK |  | 602 Topvex compact units | 60203 Horizontal units | TOPV SCNG | 21424 | EUR
461920 | Topvex SC30-L-HWH-B ODK |  | 602 Topvex compact units | 60203 Horizontal units | TOPV SCNG | 20652 | EUR
461921 | Topvex SC30-L-S ODK |  | 602 Topvex compact units | 60203 Horizontal units | TOPV SCNG | 22836 | EUR
461922 | Topvex SC30-L-EL7,2-S ODK |  | 602 Topvex compact units | 60203 Horizontal units | TOPV SCNG | 24272 | EUR
461923 | Topvex SC30-L-EL12-S ODK |  | 602 Topvex compact units | 60203 Horizontal units | TOPV SCNG | 24280 | EUR
461924 | Topvex SC30-L-EL18-S ODK |  | 602 Topvex compact units | 60203 Horizontal units | TOPV SCNG | 24440 | EUR
461926 | Topvex SC30-L-HWH-S ODK |  | 602 Topvex compact units | 60203 Horizontal units | TOPV SCNG | 23501 | EUR
461927 | Topvex SC30-R-B ODK |  | 602 Topvex compact units | 60203 Horizontal units | TOPV SCNG | 19929 | EUR
461928 | Topvex SC30-R-EL7,2-B ODK |  | 602 Topvex compact units | 60203 Horizontal units | TOPV SCNG | 21378 | EUR
461929 | Topvex SC30-R-EL12-B ODK |  | 602 Topvex compact units | 60203 Horizontal units | TOPV SCNG | 21407 | EUR
461930 | Topvex SC30-R-EL18-B ODK |  | 602 Topvex compact units | 60203 Horizontal units | TOPV SCNG | 21424 | EUR
461932 | Topvex SC30-R-HWH-B ODK |  | 602 Topvex compact units | 60203 Horizontal units | TOPV SCNG | 20652 | EUR
461933 | Topvex SC30-R-S ODK |  | 602 Topvex compact units | 60203 Horizontal units | TOPV SCNG | 22836 | EUR
461934 | Topvex SC30-R-EL7,2-S ODK |  | 602 Topvex compact units | 60203 Horizontal units | TOPV SCNG | 24272 | EUR
461935 | Topvex SC30-R-EL12-S ODK |  | 602 Topvex compact units | 60203 Horizontal units | TOPV SCNG | 24280 | EUR
461936 | Topvex SC30-R-EL18-S ODK |  | 602 Topvex compact units | 60203 Horizontal units | TOPV SCNG | 24440 | EUR
461938 | Topvex SC30-R-HWH-S ODK |  | 602 Topvex compact units | 60203 Horizontal units | TOPV SCNG | 23501 | EUR
490610 | Topvex SC15-L-B |  | 602 Topvex compact units | 60203 Horizontal units | TOPV SCNG | 14681 | EUR
490611 | Topvex SC15-L-EL4,2-B |  | 602 Topvex compact units | 60203 Horizontal units | TOPV SCNG | 15751 | EUR
490612 | Topvex SC15-L-EL6,5-B |  | 602 Topvex compact units | 60203 Horizontal units | TOPV SCNG | 15765 | EUR
490613 | Topvex SC15-L-EL9,6-B |  | 602 Topvex compact units | 60203 Horizontal units | TOPV SCNG | 15769 | EUR
490614 | Topvex SC15-L-HWH-B |  | 602 Topvex compact units | 60203 Horizontal units | TOPV SCNG | 15428 | EUR
490615 | Topvex SC15-L-S |  | 602 Topvex compact units | 60203 Horizontal units | TOPV SCNG | 17807 | EUR
490616 | Topvex SC15-L-EL4,2-S |  | 602 Topvex compact units | 60203 Horizontal units | TOPV SCNG | 19080 | EUR
490617 | Topvex SC15-L-EL6,5-S |  | 602 Topvex compact units | 60203 Horizontal units | TOPV SCNG | 19095 | EUR
490618 | Topvex SC15-L-EL9,6-S |  | 602 Topvex compact units | 60203 Horizontal units | TOPV SCNG | 19097 | EUR
490619 | Topvex SC15-L-HWH-S |  | 602 Topvex compact units | 60203 Horizontal units | TOPV SCNG | 18374 | EUR
490620 | Topvex SC15-R-B |  | 602 Topvex compact units | 60203 Horizontal units | TOPV SCNG | 14681 | EUR
490621 | Topvex SC15-R-EL4,2-B |  | 602 Topvex compact units | 60203 Horizontal units | TOPV SCNG | 15751 | EUR
490622 | Topvex SC15-R-EL6,5-B |  | 602 Topvex compact units | 60203 Horizontal units | TOPV SCNG | 15765 | EUR
490623 | Topvex SC15-R-EL9,6-B |  | 602 Topvex compact units | 60203 Horizontal units | TOPV SCNG | 15769 | EUR
490624 | Topvex SC15-R-HWH-B |  | 602 Topvex compact units | 60203 Horizontal units | TOPV SCNG | 15428 | EUR
490625 | Topvex SC15-R-S |  | 602 Topvex compact units | 60203 Horizontal units | TOPV SCNG | 17807 | EUR
490626 | Topvex SC15-R-EL4,2-S |  | 602 Topvex compact units | 60203 Horizontal units | TOPV SCNG | 19080 | EUR
490627 | Topvex SC15-R-EL6,5-S |  | 602 Topvex compact units | 60203 Horizontal units | TOPV SCNG | 19095 | EUR
490628 | Topvex SC15-R-EL9,6-S |  | 602 Topvex compact units | 60203 Horizontal units | TOPV SCNG | 19097 | EUR
490629 | Topvex SC15-R-HWH-S |  | 602 Topvex compact units | 60203 Horizontal units | TOPV SCNG | 18374 | EUR
490630 | Topvex SC15-L-B ODK |  | 602 Topvex compact units | 60203 Horizontal units | TOPV SCNG | 15263 | EUR
490631 | Topvex SC15-L-EL4,2-B ODK |  | 602 Topvex compact units | 60203 Horizontal units | TOPV SCNG | 16373 | EUR
490632 | Topvex SC15-L-EL6,5-B ODK |  | 602 Topvex compact units | 60203 Horizontal units | TOPV SCNG | 16388 | EUR
490633 | Topvex SC15-L-EL9,6-B ODK |  | 602 Topvex compact units | 60203 Horizontal units | TOPV SCNG | 16392 | EUR
490634 | Topvex SC15-L-HWH-B ODK |  | 602 Topvex compact units | 60203 Horizontal units | TOPV SCNG | 16039 | EUR
490635 | Topvex SC15-L-S ODK |  | 602 Topvex compact units | 60203 Horizontal units | TOPV SCNG | 18505 | EUR
490636 | Topvex SC15-L-EL4,2-S ODK |  | 602 Topvex compact units | 60203 Horizontal units | TOPV SCNG | 19827 | EUR
490637 | Topvex SC15-L-EL6,5-S ODK |  | 602 Topvex compact units | 60203 Horizontal units | TOPV SCNG | 19841 | EUR
490638 | Topvex SC15-L-EL9,6-S ODK |  | 602 Topvex compact units | 60203 Horizontal units | TOPV SCNG | 19843 | EUR
490639 | Topvex SC15-L-HWH-S ODK |  | 602 Topvex compact units | 60203 Horizontal units | TOPV SCNG | 19093 | EUR
490640 | Topvex SC15-R-B ODK |  | 602 Topvex compact units | 60203 Horizontal units | TOPV SCNG | 15263 | EUR
490641 | Topvex SC15-R-EL4,2-B ODK |  | 602 Topvex compact units | 60203 Horizontal units | TOPV SCNG | 16373 | EUR
490642 | Topvex SC15-R-EL6,5-B ODK |  | 602 Topvex compact units | 60203 Horizontal units | TOPV SCNG | 16388 | EUR
490643 | Topvex SC15-R-EL9,6-B ODK |  | 602 Topvex compact units | 60203 Horizontal units | TOPV SCNG | 16392 | EUR
490644 | Topvex SC15-R-HWH-B ODK |  | 602 Topvex compact units | 60203 Horizontal units | TOPV SCNG | 16039 | EUR
490645 | Topvex SC15-R-S ODK |  | 602 Topvex compact units | 60203 Horizontal units | TOPV SCNG | 18505 | EUR
490646 | Topvex SC15-R-EL4,2-S ODK |  | 602 Topvex compact units | 60203 Horizontal units | TOPV SCNG | 19827 | EUR
490647 | Topvex SC15-R-EL6,5-S ODK |  | 602 Topvex compact units | 60203 Horizontal units | TOPV SCNG | 19841 | EUR
490648 | Topvex SC15-R-EL9,6-S ODK |  | 602 Topvex compact units | 60203 Horizontal units | TOPV SCNG | 19843 | EUR
490649 | Topvex SC15-R-HWH-S ODK |  | 602 Topvex compact units | 60203 Horizontal units | TOPV SCNG | 19093 | EUR
564469 | Topvex SC15-L-B |  | 602 Topvex compact units | 60203 Horizontal units | TOPV SCNG | 15144 | EUR
564473 | Topvex SC15-L-EL4,2-B |  | 602 Topvex compact units | 60203 Horizontal units | TOPV SCNG | 16330 | EUR
564474 | Topvex SC15-L-EL4,2-S |  | 602 Topvex compact units | 60203 Horizontal units | TOPV SCNG | 19641 | EUR
564481 | Topvex SC15-L-EL6,5-B |  | 602 Topvex compact units | 60203 Horizontal units | TOPV SCNG | 16261 | EUR
564482 | Topvex SC15-L-EL6,5-S |  | 602 Topvex compact units | 60203 Horizontal units | TOPV SCNG | 19668 | EUR
564483 | Topvex SC15-L-EL9,6-B |  | 602 Topvex compact units | 60203 Horizontal units | TOPV SCNG | 16261 | EUR
564484 | Topvex SC15-L-EL9,6-S |  | 602 Topvex compact units | 60203 Horizontal units | TOPV SCNG | 19861 | EUR
564485 | Topvex SC15-L-HWH-B |  | 602 Topvex compact units | 60203 Horizontal units | TOPV SCNG | 16054 | EUR
564486 | Topvex SC15-L-HWH-S |  | 602 Topvex compact units | 60203 Horizontal units | TOPV SCNG | 19006 | EUR
564487 | Topvex SC15-L-S |  | 602 Topvex compact units | 60203 Horizontal units | TOPV SCNG | 18510 | EUR
564488 | Topvex SC15-R-B |  | 602 Topvex compact units | 60203 Horizontal units | TOPV SCNG | 15144 | EUR
564489 | Topvex SC15-R-EL4,2-B |  | 602 Topvex compact units | 60203 Horizontal units | TOPV SCNG | 16330 | EUR
564524 | Topvex SC15-R-EL4,2-S |  | 602 Topvex compact units | 60203 Horizontal units | TOPV SCNG | 19641 | EUR
564525 | Topvex SC15-R-EL6,5-B |  | 602 Topvex compact units | 60203 Horizontal units | TOPV SCNG | 16261 | EUR
564526 | Topvex SC15-R-EL6,5-S |  | 602 Topvex compact units | 60203 Horizontal units | TOPV SCNG | 19668 | EUR
564527 | Topvex SC15-R-EL9,6-B |  | 602 Topvex compact units | 60203 Horizontal units | TOPV SCNG | 16261 | EUR
564528 | Topvex SC15-R-EL9,6-S |  | 602 Topvex compact units | 60203 Horizontal units | TOPV SCNG | 19861 | EUR
564529 | Topvex SC15-R-HWH-B |  | 602 Topvex compact units | 60203 Horizontal units | TOPV SCNG | 16054 | EUR
564530 | Topvex SC15-R-HWH-S |  | 602 Topvex compact units | 60203 Horizontal units | TOPV SCNG | 19006 | EUR
564531 | Topvex SC15-R-S |  | 602 Topvex compact units | 60203 Horizontal units | TOPV SCNG | 18510 | EUR
564532 | Topvex SC20-L-B |  | 602 Topvex compact units | 60203 Horizontal units | TOPV SCNG | 15158 | EUR
564534 | Topvex SC20-L-EL4,2-B |  | 602 Topvex compact units | 60203 Horizontal units | TOPV SCNG | 16220 | EUR
564536 | Topvex SC20-L-EL4,2-S |  | 602 Topvex compact units | 60203 Horizontal units | TOPV SCNG | 19668 | EUR
564538 | Topvex SC20-L-EL6,5-B |  | 602 Topvex compact units | 60203 Horizontal units | TOPV SCNG | 16272 | EUR
564554 | Topvex SC20-L-EL6,5-S |  | 602 Topvex compact units | 60203 Horizontal units | TOPV SCNG | 19916 | EUR
564556 | Topvex SC20-L-EL9,6-B |  | 602 Topvex compact units | 60203 Horizontal units | TOPV SCNG | 16272 | EUR
564558 | Topvex SC20-L-EL9,6-S |  | 602 Topvex compact units | 60203 Horizontal units | TOPV SCNG | 19696 | EUR
564560 | Topvex SC20-L-HWH-B |  | 602 Topvex compact units | 60203 Horizontal units | TOPV SCNG | 15917 | EUR
564562 | Topvex SC20-L-HWH-S |  | 602 Topvex compact units | 60203 Horizontal units | TOPV SCNG | 18979 | EUR
564564 | Topvex SC20-L-S |  | 602 Topvex compact units | 60203 Horizontal units | TOPV SCNG | 18372 | EUR
564566 | Topvex SC20-R-B |  | 602 Topvex compact units | 60203 Horizontal units | TOPV SCNG | 15158 | EUR
564568 | Topvex SC20-R-EL4,2-B |  | 602 Topvex compact units | 60203 Horizontal units | TOPV SCNG | 16220 | EUR
564570 | Topvex SC20-R-EL4,2-S |  | 602 Topvex compact units | 60203 Horizontal units | TOPV SCNG | 19668 | EUR
564571 | Topvex SC20-R-EL4,2-S-SB |  | 602 Topvex compact units | 60203 Horizontal units | TOPV SCNG | 20109 | EUR
564572 | Topvex SC20-R-EL6,5-B |  | 602 Topvex compact units | 60203 Horizontal units | TOPV SCNG | 16272 | EUR
564574 | Topvex SC20-R-EL6,5-S |  | 602 Topvex compact units | 60203 Horizontal units | TOPV SCNG | 19916 | EUR
564576 | Topvex SC20-R-EL9,6-B |  | 602 Topvex compact units | 60203 Horizontal units | TOPV SCNG | 16272 | EUR
564578 | Topvex SC20-R-EL9,6-S |  | 602 Topvex compact units | 60203 Horizontal units | TOPV SCNG | 19696 | EUR
564580 | Topvex SC20-R-HWH-B |  | 602 Topvex compact units | 60203 Horizontal units | TOPV SCNG | 15917 | EUR
564582 | Topvex SC20-R-HWH-S |  | 602 Topvex compact units | 60203 Horizontal units | TOPV SCNG | 18979 | EUR
564584 | Topvex SC20-R-S |  | 602 Topvex compact units | 60203 Horizontal units | TOPV SCNG | 18372 | EUR
564586 | Topvex SC25-L-B |  | 602 Topvex compact units | 60203 Horizontal units | TOPV SCNG | 15696 | EUR
564588 | Topvex SC25-L-EL12-B |  | 602 Topvex compact units | 60203 Horizontal units | TOPV SCNG | 16882 | EUR
564590 | Topvex SC25-L-EL12-S |  | 602 Topvex compact units | 60203 Horizontal units | TOPV SCNG | 20661 | EUR
564592 | Topvex SC25-L-EL6,5-B |  | 602 Topvex compact units | 60203 Horizontal units | TOPV SCNG | 16827 | EUR
564594 | Topvex SC25-L-EL6,5-S |  | 602 Topvex compact units | 60203 Horizontal units | TOPV SCNG | 20634 | EUR
564596 | Topvex SC25-L-EL9,6-B |  | 602 Topvex compact units | 60203 Horizontal units | TOPV SCNG | 16854 | EUR
564598 | Topvex SC25-L-EL9,6-S |  | 602 Topvex compact units | 60203 Horizontal units | TOPV SCNG | 20606 | EUR
564600 | Topvex SC25-L-HWH-B |  | 602 Topvex compact units | 60203 Horizontal units | TOPV SCNG | 16689 | EUR
564602 | Topvex SC25-L-HWH-S |  | 602 Topvex compact units | 60203 Horizontal units | TOPV SCNG | 20082 | EUR
564604 | Topvex SC25-L-S |  | 602 Topvex compact units | 60203 Horizontal units | TOPV SCNG | 19227 | EUR
564606 | Topvex SC25-R-B |  | 602 Topvex compact units | 60203 Horizontal units | TOPV SCNG | 15696 | EUR
564608 | Topvex SC25-R-EL12-B |  | 602 Topvex compact units | 60203 Horizontal units | TOPV SCNG | 16882 | EUR
564610 | Topvex SC25-R-EL12-S |  | 602 Topvex compact units | 60203 Horizontal units | TOPV SCNG | 20661 | EUR
564612 | Topvex SC25-R-EL6,5-B |  | 602 Topvex compact units | 60203 Horizontal units | TOPV SCNG | 16827 | EUR
564614 | Topvex SC25-R-EL6,5-S |  | 602 Topvex compact units | 60203 Horizontal units | TOPV SCNG | 20634 | EUR
564616 | Topvex SC25-R-EL9,6-B |  | 602 Topvex compact units | 60203 Horizontal units | TOPV SCNG | 16854 | EUR
564618 | Topvex SC25-R-EL9,6-S |  | 602 Topvex compact units | 60203 Horizontal units | TOPV SCNG | 20606 | EUR
564620 | Topvex SC25-R-HWH-B |  | 602 Topvex compact units | 60203 Horizontal units | TOPV SCNG | 16689 | EUR
564622 | Topvex SC25-R-HWH-S |  | 602 Topvex compact units | 60203 Horizontal units | TOPV SCNG | 20082 | EUR
564624 | Topvex SC25-R-S |  | 602 Topvex compact units | 60203 Horizontal units | TOPV SCNG | 19227 | EUR
564626 | Topvex SC30-L-B |  | 602 Topvex compact units | 60203 Horizontal units | TOPV SCNG | 19199 | EUR
564628 | Topvex SC30-L-EL12-B |  | 602 Topvex compact units | 60203 Horizontal units | TOPV SCNG | 20689 | EUR
564630 | Topvex SC30-L-EL12-S |  | 602 Topvex compact units | 60203 Horizontal units | TOPV SCNG | 23613 | EUR
564633 | Topvex SC30-L-EL18-B |  | 602 Topvex compact units | 60203 Horizontal units | TOPV SCNG | 20730 | EUR
564635 | Topvex SC30-L-EL18-S |  | 602 Topvex compact units | 60203 Horizontal units | TOPV SCNG | 23778 | EUR
564639 | Topvex SC30-L-EL7,2-B |  | 602 Topvex compact units | 60203 Horizontal units | TOPV SCNG | 20661 | EUR
564641 | Topvex SC30-L-EL7,2-S |  | 602 Topvex compact units | 60203 Horizontal units | TOPV SCNG | 23613 | EUR
564643 | Topvex SC30-L-HWH-B |  | 602 Topvex compact units | 60203 Horizontal units | TOPV SCNG | 20247 | EUR
564645 | Topvex SC30-L-HWH-S |  | 602 Topvex compact units | 60203 Horizontal units | TOPV SCNG | 22840 | EUR
564647 | Topvex SC30-L-S |  | 602 Topvex compact units | 60203 Horizontal units | TOPV SCNG | 22151 | EUR
564649 | Topvex SC30-R-B |  | 602 Topvex compact units | 60203 Horizontal units | TOPV SCNG | 19199 | EUR
564651 | Topvex SC30-R-EL12-B |  | 602 Topvex compact units | 60203 Horizontal units | TOPV SCNG | 20689 | EUR
564653 | Topvex SC30-R-EL12-S |  | 602 Topvex compact units | 60203 Horizontal units | TOPV SCNG | 23613 | EUR
564655 | Topvex SC30-R-EL18-B |  | 602 Topvex compact units | 60203 Horizontal units | TOPV SCNG | 20730 | EUR
564657 | Topvex SC30-R-EL18-S |  | 602 Topvex compact units | 60203 Horizontal units | TOPV SCNG | 23778 | EUR
564659 | Topvex SC30-R-EL7,2-B |  | 602 Topvex compact units | 60203 Horizontal units | TOPV SCNG | 20661 | EUR
564661 | Topvex SC30-R-EL7,2-S |  | 602 Topvex compact units | 60203 Horizontal units | TOPV SCNG | 23613 | EUR
564663 | Topvex SC30-R-HWH-B |  | 602 Topvex compact units | 60203 Horizontal units | TOPV SCNG | 20247 | EUR
564665 | Topvex SC30-R-HWH-S |  | 602 Topvex compact units | 60203 Horizontal units | TOPV SCNG | 22840 | EUR
564667 | Topvex SC30-R-S |  | 602 Topvex compact units | 60203 Horizontal units | TOPV SCNG | 22151 | EUR
564669 | Topvex SC35-L-B |  | 602 Topvex compact units | 60203 Horizontal units | TOPV SCNG | 19227 | EUR
564671 | Topvex SC35-L-EL12-B |  | 602 Topvex compact units | 60203 Horizontal units | TOPV SCNG | 20744 | EUR
564673 | Topvex SC35-L-EL12-S |  | 602 Topvex compact units | 60203 Horizontal units | TOPV SCNG | 23640 | EUR
564675 | Topvex SC35-L-EL18-B |  | 602 Topvex compact units | 60203 Horizontal units | TOPV SCNG | 20799 | EUR
564677 | Topvex SC35-L-EL18-S |  | 602 Topvex compact units | 60203 Horizontal units | TOPV SCNG | 23806 | EUR
564679 | Topvex SC35-L-EL7,2-B |  | 602 Topvex compact units | 60203 Horizontal units | TOPV SCNG | 20744 | EUR
564681 | Topvex SC35-L-EL7,2-S |  | 602 Topvex compact units | 60203 Horizontal units | TOPV SCNG | 23613 | EUR
564683 | Topvex SC35-L-HWH-B |  | 602 Topvex compact units | 60203 Horizontal units | TOPV SCNG | 20220 | EUR
564685 | Topvex SC35-L-HWH-S |  | 602 Topvex compact units | 60203 Horizontal units | TOPV SCNG | 22868 | EUR
564687 | Topvex SC35-L-S |  | 602 Topvex compact units | 60203 Horizontal units | TOPV SCNG | 22178 | EUR
564689 | Topvex SC35-R-B |  | 602 Topvex compact units | 60203 Horizontal units | TOPV SCNG | 19227 | EUR
564691 | Topvex SC35-R-EL12-B |  | 602 Topvex compact units | 60203 Horizontal units | TOPV SCNG | 20744 | EUR
564693 | Topvex SC35-R-EL12-S |  | 602 Topvex compact units | 60203 Horizontal units | TOPV SCNG | 23640 | EUR
564695 | Topvex SC35-R-EL18-B |  | 602 Topvex compact units | 60203 Horizontal units | TOPV SCNG | 20799 | EUR
564697 | Topvex SC35-R-EL18-S |  | 602 Topvex compact units | 60203 Horizontal units | TOPV SCNG | 23806 | EUR
564699 | Topvex SC35-R-EL7,2-B |  | 602 Topvex compact units | 60203 Horizontal units | TOPV SCNG | 20744 | EUR
564701 | Topvex SC35-R-EL7,2-S |  | 602 Topvex compact units | 60203 Horizontal units | TOPV SCNG | 23613 | EUR
564703 | Topvex SC35-R-HWH-B |  | 602 Topvex compact units | 60203 Horizontal units | TOPV SCNG | 20220 | EUR
564705 | Topvex SC35-R-HWH-S |  | 602 Topvex compact units | 60203 Horizontal units | TOPV SCNG | 22868 | EUR
564707 | Topvex SC35-R-S |  | 602 Topvex compact units | 60203 Horizontal units | TOPV SCNG | 22178 | EUR
564709 | Topvex SC50-L-B |  | 602 Topvex compact units | 60203 Horizontal units | TOPV SCNG | 23447 | EUR
564711 | Topvex SC50-L-EL17-B |  | 602 Topvex compact units | 60203 Horizontal units | TOPV SCNG | 25378 | EUR
564713 | Topvex SC50-L-EL17-S |  | 602 Topvex compact units | 60203 Horizontal units | TOPV SCNG | 27392 | EUR
564715 | Topvex SC50-L-EL9,6-B |  | 602 Topvex compact units | 60203 Horizontal units | TOPV SCNG | 25654 | EUR
564717 | Topvex SC50-L-EL9,6-S |  | 602 Topvex compact units | 60203 Horizontal units | TOPV SCNG | 27585 | EUR
564719 | Topvex SC50-L-HWH-B |  | 602 Topvex compact units | 60203 Horizontal units | TOPV SCNG | 24330 | EUR
564721 | Topvex SC50-L-HWH-S |  | 602 Topvex compact units | 60203 Horizontal units | TOPV SCNG | 26757 | EUR
564723 | Topvex SC50-L-S |  | 602 Topvex compact units | 60203 Horizontal units | TOPV SCNG | 25516 | EUR
564725 | Topvex SC50-R-B |  | 602 Topvex compact units | 60203 Horizontal units | TOPV SCNG | 23447 | EUR
564727 | Topvex SC50-R-EL17-B |  | 602 Topvex compact units | 60203 Horizontal units | TOPV SCNG | 25378 | EUR
564729 | Topvex SC50-R-EL17-S |  | 602 Topvex compact units | 60203 Horizontal units | TOPV SCNG | 27392 | EUR
564731 | Topvex SC50-R-EL9,6-B |  | 602 Topvex compact units | 60203 Horizontal units | TOPV SCNG | 25654 | EUR
564733 | Topvex SC50-R-EL9,6-S |  | 602 Topvex compact units | 60203 Horizontal units | TOPV SCNG | 27585 | EUR
564735 | Topvex SC50-R-HWH-B |  | 602 Topvex compact units | 60203 Horizontal units | TOPV SCNG | 24330 | EUR
564737 | Topvex SC50-R-HWH-S |  | 602 Topvex compact units | 60203 Horizontal units | TOPV SCNG | 26757 | EUR
564739 | Topvex SC50-R-S |  | 602 Topvex compact units | 60203 Horizontal units | TOPV SCNG | 25516 | EUR
564741 | Topvex SC60-L-B |  | 602 Topvex compact units | 60203 Horizontal units | TOPV SCNG | 23585 | EUR
564743 | Topvex SC60-L-EL17-B |  | 602 Topvex compact units | 60203 Horizontal units | TOPV SCNG | 25378 | EUR
564745 | Topvex SC60-L-EL17-S |  | 602 Topvex compact units | 60203 Horizontal units | TOPV SCNG | 27475 | EUR
564747 | Topvex SC60-L-EL9,6-B |  | 602 Topvex compact units | 60203 Horizontal units | TOPV SCNG | 25378 | EUR
564749 | Topvex SC60-L-EL9,6-S |  | 602 Topvex compact units | 60203 Horizontal units | TOPV SCNG | 27447 | EUR
564751 | Topvex SC60-L-HWH-B |  | 602 Topvex compact units | 60203 Horizontal units | TOPV SCNG | 24551 | EUR
564753 | Topvex SC60-L-HWH-S |  | 602 Topvex compact units | 60203 Horizontal units | TOPV SCNG | 26785 | EUR
564755 | Topvex SC60-L-S |  | 602 Topvex compact units | 60203 Horizontal units | TOPV SCNG | 25626 | EUR
564757 | Topvex SC60-R-B |  | 602 Topvex compact units | 60203 Horizontal units | TOPV SCNG | 23585 | EUR
564759 | Topvex SC60-R-EL17-B |  | 602 Topvex compact units | 60203 Horizontal units | TOPV SCNG | 25378 | EUR
564761 | Topvex SC60-R-EL17-S |  | 602 Topvex compact units | 60203 Horizontal units | TOPV SCNG | 27475 | EUR
564763 | Topvex SC60-R-EL9,6-B |  | 602 Topvex compact units | 60203 Horizontal units | TOPV SCNG | 25378 | EUR
564765 | Topvex SC60-R-EL9,6-S |  | 602 Topvex compact units | 60203 Horizontal units | TOPV SCNG | 27447 | EUR
564767 | Topvex SC60-R-HWH-B |  | 602 Topvex compact units | 60203 Horizontal units | TOPV SCNG | 24551 | EUR
564769 | Topvex SC60-R-HWH-S |  | 602 Topvex compact units | 60203 Horizontal units | TOPV SCNG | 26785 | EUR
564771 | Topvex SC60-R-S |  | 602 Topvex compact units | 60203 Horizontal units | TOPV SCNG | 25626 | EUR
564773 | Topvex SC70-L-B |  | 602 Topvex compact units | 60203 Horizontal units | TOPV SCNG | 25682 | EUR
564775 | Topvex SC70-L-EL17-B |  | 602 Topvex compact units | 60203 Horizontal units | TOPV SCNG | 27861 | EUR
564777 | Topvex SC70-L-EL17-S |  | 602 Topvex compact units | 60203 Horizontal units | TOPV SCNG | 29930 | EUR
564779 | Topvex SC70-L-HWH-B |  | 602 Topvex compact units | 60203 Horizontal units | TOPV SCNG | 27033 | EUR
564781 | Topvex SC70-L-HWH-S |  | 602 Topvex compact units | 60203 Horizontal units | TOPV SCNG | 29102 | EUR
564783 | Topvex SC70-L-S |  | 602 Topvex compact units | 60203 Horizontal units | TOPV SCNG | 28137 | EUR
564785 | Topvex SC70-R-B |  | 602 Topvex compact units | 60203 Horizontal units | TOPV SCNG | 25682 | EUR
564787 | Topvex SC70-R-EL17-B |  | 602 Topvex compact units | 60203 Horizontal units | TOPV SCNG | 27861 | EUR
564789 | Topvex SC70-R-EL17-S |  | 602 Topvex compact units | 60203 Horizontal units | TOPV SCNG | 29930 | EUR
564791 | Topvex SC70-R-HWH-B |  | 602 Topvex compact units | 60203 Horizontal units | TOPV SCNG | 27033 | EUR
564793 | Topvex SC70-R-HWH-S |  | 602 Topvex compact units | 60203 Horizontal units | TOPV SCNG | 29102 | EUR
564795 | Topvex SC70-R-S |  | 602 Topvex compact units | 60203 Horizontal units | TOPV SCNG | 28137 | EUR
566651 | Topvex SC15-E-L-B |  | 602 Topvex compact units | 60203 Horizontal units | TOPV SCNG | 17130 | EUR
566652 | Topvex SC15-E-L-EL4,2-B |  | 602 Topvex compact units | 60203 Horizontal units | TOPV SCNG | 19256 | EUR
566653 | Topvex SC15-E-L-EL6,5-B |  | 602 Topvex compact units | 60203 Horizontal units | TOPV SCNG | 19303 | EUR
566654 | Topvex SC15-E-L-EL9,6-B |  | 602 Topvex compact units | 60203 Horizontal units | TOPV SCNG | 19311 | EUR
566655 | Topvex SC15-E-L-HWH-B |  | 602 Topvex compact units | 60203 Horizontal units | TOPV SCNG | 17824 | EUR
566656 | Topvex SC15-E-R-B |  | 602 Topvex compact units | 60203 Horizontal units | TOPV SCNG | 17130 | EUR
566657 | Topvex SC15-E-R-EL4,2-B |  | 602 Topvex compact units | 60203 Horizontal units | TOPV SCNG | 19233 | EUR
566658 | Topvex SC15-E-R-EL6,5-B |  | 602 Topvex compact units | 60203 Horizontal units | TOPV SCNG | 19303 | EUR
566659 | Topvex SC15-E-R-EL9,6-B |  | 602 Topvex compact units | 60203 Horizontal units | TOPV SCNG | 19311 | EUR
566660 | Topvex SC15-E-R-HWH-B |  | 602 Topvex compact units | 60203 Horizontal units | TOPV SCNG | 17824 | EUR
566661 | Topvex SC20-E-L-B |  | 602 Topvex compact units | 60203 Horizontal units | TOPV SCNG | 17144 | EUR
566662 | Topvex SC20-E-L-EL4,2-B |  | 602 Topvex compact units | 60203 Horizontal units | TOPV SCNG | 19270 | EUR
566663 | Topvex SC20-E-L-EL6,5-B |  | 602 Topvex compact units | 60203 Horizontal units | TOPV SCNG | 19317 | EUR
566664 | Topvex SC20-E-L-EL9,6-B |  | 602 Topvex compact units | 60203 Horizontal units | TOPV SCNG | 19325 | EUR
566665 | Topvex SC20-E-L-HWH-B |  | 602 Topvex compact units | 60203 Horizontal units | TOPV SCNG | 17838 | EUR
566666 | Topvex SC20-E-R-B |  | 602 Topvex compact units | 60203 Horizontal units | TOPV SCNG | 17144 | EUR
566667 | Topvex SC20-E-R-EL4,2-B |  | 602 Topvex compact units | 60203 Horizontal units | TOPV SCNG | 19247 | EUR
566668 | Topvex SC20-E-R-EL6,5-B |  | 602 Topvex compact units | 60203 Horizontal units | TOPV SCNG | 19317 | EUR
566669 | Topvex SC20-E-R-EL9,6-B |  | 602 Topvex compact units | 60203 Horizontal units | TOPV SCNG | 19325 | EUR
566670 | Topvex SC20-E-R-HWH-B |  | 602 Topvex compact units | 60203 Horizontal units | TOPV SCNG | 17838 | EUR
566671 | Topvex SC25-E-L-B |  | 602 Topvex compact units | 60203 Horizontal units | TOPV SCNG | 18345 | EUR
566672 | Topvex SC25-E-L-EL12-B |  | 602 Topvex compact units | 60203 Horizontal units | TOPV SCNG | 20554 | EUR
566673 | Topvex SC25-E-L-EL6,5-B |  | 602 Topvex compact units | 60203 Horizontal units | TOPV SCNG | 20520 | EUR
566674 | Topvex SC25-E-L-EL9,6-B |  | 602 Topvex compact units | 60203 Horizontal units | TOPV SCNG | 20528 | EUR
566675 | Topvex SC25-E-L-HWH-B |  | 602 Topvex compact units | 60203 Horizontal units | TOPV SCNG | 19162 | EUR
566676 | Topvex SC25-E-R-B |  | 602 Topvex compact units | 60203 Horizontal units | TOPV SCNG | 18345 | EUR
566677 | Topvex SC25-E-R-EL12-B |  | 602 Topvex compact units | 60203 Horizontal units | TOPV SCNG | 20554 | EUR
566678 | Topvex SC25-E-R-EL6,5-B |  | 602 Topvex compact units | 60203 Horizontal units | TOPV SCNG | 20520 | EUR
566679 | Topvex SC25-E-R-EL9,6-B |  | 602 Topvex compact units | 60203 Horizontal units | TOPV SCNG | 20528 | EUR
566680 | Topvex SC25-E-R-HWH-B |  | 602 Topvex compact units | 60203 Horizontal units | TOPV SCNG | 19162 | EUR
566681 | Topvex SC30-E-L-B |  | 602 Topvex compact units | 60203 Horizontal units | TOPV SCNG | 25447 | EUR
566682 | Topvex SC30-E-L-EL12-B |  | 602 Topvex compact units | 60203 Horizontal units | TOPV SCNG | 27760 | EUR
566683 | Topvex SC30-E-L-EL18-B |  | 602 Topvex compact units | 60203 Horizontal units | TOPV SCNG | 27835 | EUR
566684 | Topvex SC30-E-L-EL7,2-B |  | 602 Topvex compact units | 60203 Horizontal units | TOPV SCNG | 27760 | EUR
566685 | Topvex SC30-E-L-HWH-B |  | 602 Topvex compact units | 60203 Horizontal units | TOPV SCNG | 26361 | EUR
566686 | Topvex SC30-E-R-B |  | 602 Topvex compact units | 60203 Horizontal units | TOPV SCNG | 25479 | EUR
566687 | Topvex SC30-E-R-EL12-B |  | 602 Topvex compact units | 60203 Horizontal units | TOPV SCNG | 27760 | EUR
566688 | Topvex SC30-E-R-EL18-B |  | 602 Topvex compact units | 60203 Horizontal units | TOPV SCNG | 27835 | EUR
566689 | Topvex SC30-E-R-EL7,2-B |  | 602 Topvex compact units | 60203 Horizontal units | TOPV SCNG | 27760 | EUR
566690 | Topvex SC30-E-R-HWH-B |  | 602 Topvex compact units | 60203 Horizontal units | TOPV SCNG | 26361 | EUR
566691 | Topvex SC35-E-L-B |  | 602 Topvex compact units | 60203 Horizontal units | TOPV SCNG | 25807 | EUR
566692 | Topvex SC35-E-L-EL12-B |  | 602 Topvex compact units | 60203 Horizontal units | TOPV SCNG | 28120 | EUR
566693 | Topvex SC35-E-L-EL18-B |  | 602 Topvex compact units | 60203 Horizontal units | TOPV SCNG | 28195 | EUR
566694 | Topvex SC35-E-L-EL7,2-B |  | 602 Topvex compact units | 60203 Horizontal units | TOPV SCNG | 28120 | EUR
566695 | Topvex SC35-E-L-HWH-B |  | 602 Topvex compact units | 60203 Horizontal units | TOPV SCNG | 26721 | EUR
566696 | Topvex SC35-E-R-B |  | 602 Topvex compact units | 60203 Horizontal units | TOPV SCNG | 25840 | EUR
566697 | Topvex SC35-E-R-EL12-B |  | 602 Topvex compact units | 60203 Horizontal units | TOPV SCNG | 28120 | EUR
566698 | Topvex SC35-E-R-EL18-B |  | 602 Topvex compact units | 60203 Horizontal units | TOPV SCNG | 28195 | EUR
566699 | Topvex SC35-E-R-EL7,2-B |  | 602 Topvex compact units | 60203 Horizontal units | TOPV SCNG | 28120 | EUR
566700 | Topvex SC35-E-R-HWH-B |  | 602 Topvex compact units | 60203 Horizontal units | TOPV SCNG | 26721 | EUR
566701 | Topvex SC50-E-L-B |  | 602 Topvex compact units | 60203 Horizontal units | TOPV SCNG | 33488 | EUR
566702 | Topvex SC50-E-L-EL17-B |  | 602 Topvex compact units | 60203 Horizontal units | TOPV SCNG | 35921 | EUR
566703 | Topvex SC50-E-L-EL9,6-B |  | 602 Topvex compact units | 60203 Horizontal units | TOPV SCNG | 36028 | EUR
566704 | Topvex SC50-E-L-HWH-B |  | 602 Topvex compact units | 60203 Horizontal units | TOPV SCNG | 34580 | EUR
566705 | Topvex SC50-E-R-B |  | 602 Topvex compact units | 60203 Horizontal units | TOPV SCNG | 33488 | EUR
566706 | Topvex SC50-E-R-EL17-B |  | 602 Topvex compact units | 60203 Horizontal units | TOPV SCNG | 35921 | EUR
566707 | Topvex SC50-E-R-EL9,6-B |  | 602 Topvex compact units | 60203 Horizontal units | TOPV SCNG | 36028 | EUR
566708 | Topvex SC50-E-R-HWH-B |  | 602 Topvex compact units | 60203 Horizontal units | TOPV SCNG | 34580 | EUR
566709 | Topvex SC60-E-L-B |  | 602 Topvex compact units | 60203 Horizontal units | TOPV SCNG | 33436 | EUR
566710 | Topvex SC60-E-L-EL17-B |  | 602 Topvex compact units | 60203 Horizontal units | TOPV SCNG | 36320 | EUR
566711 | Topvex SC60-E-L-EL9,6-B |  | 602 Topvex compact units | 60203 Horizontal units | TOPV SCNG | 36427 | EUR
566712 | Topvex SC60-E-L-HWH-B |  | 602 Topvex compact units | 60203 Horizontal units | TOPV SCNG | 34980 | EUR
566713 | Topvex SC60-E-R-B |  | 602 Topvex compact units | 60203 Horizontal units | TOPV SCNG | 33887 | EUR
566714 | Topvex SC60-E-R-EL17-B |  | 602 Topvex compact units | 60203 Horizontal units | TOPV SCNG | 36320 | EUR
566715 | Topvex SC60-E-R-EL9,6-B |  | 602 Topvex compact units | 60203 Horizontal units | TOPV SCNG | 36427 | EUR
566716 | Topvex SC60-E-R-HWH-B |  | 602 Topvex compact units | 60203 Horizontal units | TOPV SCNG | 34980 | EUR
566717 | Topvex SC70-E-L-B |  | 602 Topvex compact units | 60203 Horizontal units | TOPV SCNG | 38793 | EUR
566718 | Topvex SC70-E-L-EL17-B |  | 602 Topvex compact units | 60203 Horizontal units | TOPV SCNG | 41268 | EUR
566719 | Topvex SC70-E-L-HWH-B |  | 602 Topvex compact units | 60203 Horizontal units | TOPV SCNG | 39929 | EUR
566720 | Topvex SC70-E-R-B |  | 602 Topvex compact units | 60203 Horizontal units | TOPV SCNG | 38793 | EUR
566721 | Topvex SC70-E-R-EL17-B |  | 602 Topvex compact units | 60203 Horizontal units | TOPV SCNG | 41268 | EUR
566722 | Topvex SC70-E-R-HWH-B |  | 602 Topvex compact units | 60203 Horizontal units | TOPV SCNG | 39929 | EUR
459773 | Topvex SR50-L |  | 602 Topvex compact units | 60203 Horizontal units | TOPV SRNG | 22507 | EUR
459774 | Topvex SR50-L ODK |  | 602 Topvex compact units | 60203 Horizontal units | TOPV SRNG | 21809 | EUR
459775 | Topvex SR50-L-EL10,4 |  | 602 Topvex compact units | 60203 Horizontal units | TOPV SRNG | 25512 | EUR
459778 | Topvex SR50-L-EL10,4 ODK |  | 602 Topvex compact units | 60203 Horizontal units | TOPV SRNG | 25751 | EUR
459779 | Topvex SR50-L-EL3,5 |  | 602 Topvex compact units | 60203 Horizontal units | TOPV SRNG | 25281 | EUR
459782 | Topvex SR50-L-EL3,5 ODK |  | 602 Topvex compact units | 60203 Horizontal units | TOPV SRNG | 25420 | EUR
459783 | Topvex SR50-L-EL7,1 |  | 602 Topvex compact units | 60203 Horizontal units | TOPV SRNG | 25388 | EUR
459786 | Topvex SR50-L-EL7,1 ODK |  | 602 Topvex compact units | 60203 Horizontal units | TOPV SRNG | 25682 | EUR
459787 | Topvex SR50-L-HWH |  | 602 Topvex compact units | 60203 Horizontal units | TOPV SRNG | 24383 | EUR
459788 | Topvex SR50-L-HWH ODK |  | 602 Topvex compact units | 60203 Horizontal units | TOPV SRNG | 24650 | EUR
459791 | Topvex SR50-R |  | 602 Topvex compact units | 60203 Horizontal units | TOPV SRNG | 22507 | EUR
459792 | Topvex SR50-R ODK |  | 602 Topvex compact units | 60203 Horizontal units | TOPV SRNG | 21809 | EUR
459793 | Topvex SR50-R-EL10,4 |  | 602 Topvex compact units | 60203 Horizontal units | TOPV SRNG | 25512 | EUR
459796 | Topvex SR50-R-EL10,4 ODK |  | 602 Topvex compact units | 60203 Horizontal units | TOPV SRNG | 25751 | EUR
459797 | Topvex SR50-R-EL3,5 |  | 602 Topvex compact units | 60203 Horizontal units | TOPV SRNG | 25281 | EUR
459800 | Topvex SR50-R-EL3,5 ODK |  | 602 Topvex compact units | 60203 Horizontal units | TOPV SRNG | 25420 | EUR
459801 | Topvex SR50-R-EL7,1 |  | 602 Topvex compact units | 60203 Horizontal units | TOPV SRNG | 25388 | EUR
459804 | Topvex SR50-R-EL7,1 ODK |  | 602 Topvex compact units | 60203 Horizontal units | TOPV SRNG | 25682 | EUR
459805 | Topvex SR50-R-HWH |  | 602 Topvex compact units | 60203 Horizontal units | TOPV SRNG | 24383 | EUR
459806 | Topvex SR50-R-HWH ODK |  | 602 Topvex compact units | 60203 Horizontal units | TOPV SRNG | 24650 | EUR
460427 | Topvex SR20-L |  | 602 Topvex compact units | 60203 Horizontal units | TOPV SRNG | 13798 | EUR
460428 | Topvex SR20-L-EL5,2 |  | 602 Topvex compact units | 60203 Horizontal units | TOPV SRNG | 15256 | EUR
460430 | Topvex SR20-L-HWH |  | 602 Topvex compact units | 60203 Horizontal units | TOPV SRNG | 14987 | EUR
460435 | Topvex SR20-R |  | 602 Topvex compact units | 60203 Horizontal units | TOPV SRNG | 13798 | EUR
460436 | Topvex SR20-R-EL5,2 |  | 602 Topvex compact units | 60203 Horizontal units | TOPV SRNG | 15256 | EUR
460438 | Topvex SR20-R-HWH |  | 602 Topvex compact units | 60203 Horizontal units | TOPV SRNG | 14987 | EUR
460443 | Topvex SR25-L |  | 602 Topvex compact units | 60203 Horizontal units | TOPV SRNG | 15832 | EUR
460444 | Topvex SR25-L-EL5,2 |  | 602 Topvex compact units | 60203 Horizontal units | TOPV SRNG | 16366 | EUR
460446 | Topvex SR25-L-HWH |  | 602 Topvex compact units | 60203 Horizontal units | TOPV SRNG | 16466 | EUR
460451 | Topvex SR25-R |  | 602 Topvex compact units | 60203 Horizontal units | TOPV SRNG | 15832 | EUR
460452 | Topvex SR25-R-EL5,2 |  | 602 Topvex compact units | 60203 Horizontal units | TOPV SRNG | 16366 | EUR
460454 | Topvex SR25-R-HWH |  | 602 Topvex compact units | 60203 Horizontal units | TOPV SRNG | 16466 | EUR
460459 | Topvex SR35-L |  | 602 Topvex compact units | 60203 Horizontal units | TOPV SRNG | 17640 | EUR
460460 | Topvex SR35-L-EL3,5 |  | 602 Topvex compact units | 60203 Horizontal units | TOPV SRNG | 18235 | EUR
460461 | Topvex SR35-L-EL7,1 |  | 602 Topvex compact units | 60203 Horizontal units | TOPV SRNG | 18345 | EUR
460463 | Topvex SR35-L-HWH |  | 602 Topvex compact units | 60203 Horizontal units | TOPV SRNG | 18379 | EUR
460470 | Topvex SR35-R |  | 602 Topvex compact units | 60203 Horizontal units | TOPV SRNG | 17640 | EUR
460471 | Topvex SR35-R-EL3,5 |  | 602 Topvex compact units | 60203 Horizontal units | TOPV SRNG | 18235 | EUR
460472 | Topvex SR35-R-EL7,1 |  | 602 Topvex compact units | 60203 Horizontal units | TOPV SRNG | 18345 | EUR
460474 | Topvex SR35-R-HWH |  | 602 Topvex compact units | 60203 Horizontal units | TOPV SRNG | 18379 | EUR
460481 | Topvex SR60-L |  | 602 Topvex compact units | 60203 Horizontal units | TOPV SRNG | 22617 | EUR
460482 | Topvex SR60-L-EL3,5 |  | 602 Topvex compact units | 60203 Horizontal units | TOPV SRNG | 25390 | EUR
460483 | Topvex SR60-L-EL7,1 |  | 602 Topvex compact units | 60203 Horizontal units | TOPV SRNG | 25497 | EUR
460484 | Topvex SR60-L-EL10,4 |  | 602 Topvex compact units | 60203 Horizontal units | TOPV SRNG | 25621 | EUR
460486 | Topvex SR60-L-HWH |  | 602 Topvex compact units | 60203 Horizontal units | TOPV SRNG | 24492 | EUR
460497 | Topvex SR60-R |  | 602 Topvex compact units | 60203 Horizontal units | TOPV SRNG | 22617 | EUR
460498 | Topvex SR60-R-EL3,5 |  | 602 Topvex compact units | 60203 Horizontal units | TOPV SRNG | 25390 | EUR
460499 | Topvex SR60-R-EL7,1 |  | 602 Topvex compact units | 60203 Horizontal units | TOPV SRNG | 25497 | EUR
460500 | Topvex SR60-R-EL10,4 |  | 602 Topvex compact units | 60203 Horizontal units | TOPV SRNG | 25621 | EUR
460502 | Topvex SR60-R-HWH |  | 602 Topvex compact units | 60203 Horizontal units | TOPV SRNG | 24492 | EUR
460513 | Topvex SR70-L |  | 602 Topvex compact units | 60203 Horizontal units | TOPV SRNG | 23624 | EUR
460514 | Topvex SR70-L-EL3,5 |  | 602 Topvex compact units | 60203 Horizontal units | TOPV SRNG | 25693 | EUR
460515 | Topvex SR70-L-EL10,4 |  | 602 Topvex compact units | 60203 Horizontal units | TOPV SRNG | 25858 | EUR
460516 | Topvex SR70-L-EL14,2 |  | 602 Topvex compact units | 60203 Horizontal units | TOPV SRNG | 25981 | EUR
460518 | Topvex SR70-L-HWH |  | 602 Topvex compact units | 60203 Horizontal units | TOPV SRNG | 24630 | EUR
460529 | Topvex SR70-R |  | 602 Topvex compact units | 60203 Horizontal units | TOPV SRNG | 23624 | EUR
460530 | Topvex SR70-R-EL3,5 |  | 602 Topvex compact units | 60203 Horizontal units | TOPV SRNG | 25693 | EUR
460531 | Topvex SR70-R-EL10,4 |  | 602 Topvex compact units | 60203 Horizontal units | TOPV SRNG | 25858 | EUR
460532 | Topvex SR70-R-EL14,2 |  | 602 Topvex compact units | 60203 Horizontal units | TOPV SRNG | 25981 | EUR
460534 | Topvex SR70-R-HWH |  | 602 Topvex compact units | 60203 Horizontal units | TOPV SRNG | 24630 | EUR
460545 | Topvex SR80-L |  | 602 Topvex compact units | 60203 Horizontal units | TOPV SRNG | 24023 | EUR
460546 | Topvex SR80-L-EL5,2 |  | 602 Topvex compact units | 60203 Horizontal units | TOPV SRNG | 26196 | EUR
460547 | Topvex SR80-L-EL12,3 |  | 602 Topvex compact units | 60203 Horizontal units | TOPV SRNG | 26370 | EUR
460550 | Topvex SR80-L-HWH |  | 602 Topvex compact units | 60203 Horizontal units | TOPV SRNG | 25132 | EUR
460560 | Topvex SR80-R |  | 602 Topvex compact units | 60203 Horizontal units | TOPV SRNG | 24023 | EUR
460561 | Topvex SR80-R-EL5,2 |  | 602 Topvex compact units | 60203 Horizontal units | TOPV SRNG | 26196 | EUR
460562 | Topvex SR80-R-EL12,3 |  | 602 Topvex compact units | 60203 Horizontal units | TOPV SRNG | 26370 | EUR
460565 | Topvex SR80-R-HWH |  | 602 Topvex compact units | 60203 Horizontal units | TOPV SRNG | 25132 | EUR
460753 | Topvex SR20-L ODK |  | 602 Topvex compact units | 60203 Horizontal units | TOPV SRNG | 15027 | EUR
460754 | Topvex SR20-L-EL5,2 ODK |  | 602 Topvex compact units | 60203 Horizontal units | TOPV SRNG | 15765 | EUR
460756 | Topvex SR20-L-HWH ODK |  | 602 Topvex compact units | 60203 Horizontal units | TOPV SRNG | 16277 | EUR
460761 | Topvex SR20-R ODK |  | 602 Topvex compact units | 60203 Horizontal units | TOPV SRNG | 15027 | EUR
460762 | Topvex SR20-R-EL5,2 ODK |  | 602 Topvex compact units | 60203 Horizontal units | TOPV SRNG | 15765 | EUR
460764 | Topvex SR20-R-HWH ODK |  | 602 Topvex compact units | 60203 Horizontal units | TOPV SRNG | 16277 | EUR
460769 | Topvex SR25-L ODK |  | 602 Topvex compact units | 60203 Horizontal units | TOPV SRNG | 17203 | EUR
460770 | Topvex SR25-L-EL5,2 ODK |  | 602 Topvex compact units | 60203 Horizontal units | TOPV SRNG | 17688 | EUR
460772 | Topvex SR25-L-HWH ODK |  | 602 Topvex compact units | 60203 Horizontal units | TOPV SRNG | 17847 | EUR
460777 | Topvex SR25-R ODK |  | 602 Topvex compact units | 60203 Horizontal units | TOPV SRNG | 17203 | EUR
460778 | Topvex SR25-R-EL5,2 ODK |  | 602 Topvex compact units | 60203 Horizontal units | TOPV SRNG | 17688 | EUR
460780 | Topvex SR25-R-HWH ODK |  | 602 Topvex compact units | 60203 Horizontal units | TOPV SRNG | 17847 | EUR
460785 | Topvex SR35-L ODK |  | 602 Topvex compact units | 60203 Horizontal units | TOPV SRNG | 19083 | EUR
460786 | Topvex SR35-L-EL3,5 ODK |  | 602 Topvex compact units | 60203 Horizontal units | TOPV SRNG | 19697 | EUR
460787 | Topvex SR35-L-EL7,1 ODK |  | 602 Topvex compact units | 60203 Horizontal units | TOPV SRNG | 19744 | EUR
460789 | Topvex SR35-L-HWH ODK |  | 602 Topvex compact units | 60203 Horizontal units | TOPV SRNG | 19835 | EUR
460796 | Topvex SR35-R ODK |  | 602 Topvex compact units | 60203 Horizontal units | TOPV SRNG | 19083 | EUR
460797 | Topvex SR35-R-EL3,5 ODK |  | 602 Topvex compact units | 60203 Horizontal units | TOPV SRNG | 19697 | EUR
460798 | Topvex SR35-R-EL7,1 ODK |  | 602 Topvex compact units | 60203 Horizontal units | TOPV SRNG | 19744 | EUR
460800 | Topvex SR35-R-HWH ODK |  | 602 Topvex compact units | 60203 Horizontal units | TOPV SRNG | 19835 | EUR
460807 | Topvex SR60-L ODK |  | 602 Topvex compact units | 60203 Horizontal units | TOPV SRNG | 21919 | EUR
460808 | Topvex SR60-L-EL3,5 ODK |  | 602 Topvex compact units | 60203 Horizontal units | TOPV SRNG | 25530 | EUR
460809 | Topvex SR60-L-EL7,1 ODK |  | 602 Topvex compact units | 60203 Horizontal units | TOPV SRNG | 25792 | EUR
460810 | Topvex SR60-L-EL10,4 ODK |  | 602 Topvex compact units | 60203 Horizontal units | TOPV SRNG | 25860 | EUR
460812 | Topvex SR60-L-HWH ODK |  | 602 Topvex compact units | 60203 Horizontal units | TOPV SRNG | 24759 | EUR
460823 | Topvex SR60-R ODK |  | 602 Topvex compact units | 60203 Horizontal units | TOPV SRNG | 21919 | EUR
460824 | Topvex SR60-R-EL3,5 ODK |  | 602 Topvex compact units | 60203 Horizontal units | TOPV SRNG | 25530 | EUR
460825 | Topvex SR60-R-EL7,1 ODK |  | 602 Topvex compact units | 60203 Horizontal units | TOPV SRNG | 25792 | EUR
460826 | Topvex SR60-R-EL10,4 ODK |  | 602 Topvex compact units | 60203 Horizontal units | TOPV SRNG | 25860 | EUR
460828 | Topvex SR60-R-HWH ODK |  | 602 Topvex compact units | 60203 Horizontal units | TOPV SRNG | 24759 | EUR
460840 | Topvex SR70-L ODK |  | 602 Topvex compact units | 60203 Horizontal units | TOPV SRNG | 24387 | EUR
460841 | Topvex SR70-L-EL3,5 ODK |  | 602 Topvex compact units | 60203 Horizontal units | TOPV SRNG | 26334 | EUR
460842 | Topvex SR70-L-EL10,4 ODK |  | 602 Topvex compact units | 60203 Horizontal units | TOPV SRNG | 26566 | EUR
460843 | Topvex SR70-L-EL14,2 ODK |  | 602 Topvex compact units | 60203 Horizontal units | TOPV SRNG | 26554 | EUR
460845 | Topvex SR70-L-HWH ODK |  | 602 Topvex compact units | 60203 Horizontal units | TOPV SRNG | 25229 | EUR
460856 | Topvex SR70-R ODK |  | 602 Topvex compact units | 60203 Horizontal units | TOPV SRNG | 24387 | EUR
460857 | Topvex SR70-R-EL3,5 ODK |  | 602 Topvex compact units | 60203 Horizontal units | TOPV SRNG | 26334 | EUR
460858 | Topvex SR70-R-EL10,4 ODK |  | 602 Topvex compact units | 60203 Horizontal units | TOPV SRNG | 26566 | EUR
460859 | Topvex SR70-R-EL14,2 ODK |  | 602 Topvex compact units | 60203 Horizontal units | TOPV SRNG | 26554 | EUR
460861 | Topvex SR70-R-HWH ODK |  | 602 Topvex compact units | 60203 Horizontal units | TOPV SRNG | 25229 | EUR
460872 | Topvex SR80-L ODK |  | 602 Topvex compact units | 60203 Horizontal units | TOPV SRNG | 24900 | EUR
460873 | Topvex SR80-L-EL5,2 ODK |  | 602 Topvex compact units | 60203 Horizontal units | TOPV SRNG | 27149 | EUR
460874 | Topvex SR80-L-EL12,3 ODK |  | 602 Topvex compact units | 60203 Horizontal units | TOPV SRNG | 27330 | EUR
460877 | Topvex SR80-L-HWH ODK |  | 602 Topvex compact units | 60203 Horizontal units | TOPV SRNG | 26048 | EUR
460887 | Topvex SR80-R ODK |  | 602 Topvex compact units | 60203 Horizontal units | TOPV SRNG | 24900 | EUR
460888 | Topvex SR80-R-EL5,2 ODK |  | 602 Topvex compact units | 60203 Horizontal units | TOPV SRNG | 27149 | EUR
460889 | Topvex SR80-R-EL12,3 ODK |  | 602 Topvex compact units | 60203 Horizontal units | TOPV SRNG | 27330 | EUR
460892 | Topvex SR80-R-HWH ODK |  | 602 Topvex compact units | 60203 Horizontal units | TOPV SRNG | 26048 | EUR
461835 | Topvex SR30-L |  | 602 Topvex compact units | 60203 Horizontal units | TOPV SRNG | 17607 | EUR
461836 | Topvex SR30-L-EL3,5 |  | 602 Topvex compact units | 60203 Horizontal units | TOPV SRNG | 18202 | EUR
461837 | Topvex SR30-L-EL7,1 |  | 602 Topvex compact units | 60203 Horizontal units | TOPV SRNG | 18313 | EUR
461839 | Topvex SR30-L-HWH |  | 602 Topvex compact units | 60203 Horizontal units | TOPV SRNG | 18344 | EUR
461840 | Topvex SR30-R |  | 602 Topvex compact units | 60203 Horizontal units | TOPV SRNG | 17607 | EUR
461841 | Topvex SR30-R-EL3,5 |  | 602 Topvex compact units | 60203 Horizontal units | TOPV SRNG | 18202 | EUR
461842 | Topvex SR30-R-EL7,1 |  | 602 Topvex compact units | 60203 Horizontal units | TOPV SRNG | 18313 | EUR
461844 | Topvex SR30-R-HWH |  | 602 Topvex compact units | 60203 Horizontal units | TOPV SRNG | 18344 | EUR
461845 | Topvex SR30-L ODK |  | 602 Topvex compact units | 60203 Horizontal units | TOPV SRNG | 19051 | EUR
461846 | Topvex SR30-L-EL3,5 ODK |  | 602 Topvex compact units | 60203 Horizontal units | TOPV SRNG | 19605 | EUR
461847 | Topvex SR30-L-EL7,1 ODK |  | 602 Topvex compact units | 60203 Horizontal units | TOPV SRNG | 19708 | EUR
461849 | Topvex SR30-L-HWH ODK |  | 602 Topvex compact units | 60203 Horizontal units | TOPV SRNG | 19798 | EUR
461850 | Topvex SR30-R ODK |  | 602 Topvex compact units | 60203 Horizontal units | TOPV SRNG | 19051 | EUR
461851 | Topvex SR30-R-EL3,5 ODK |  | 602 Topvex compact units | 60203 Horizontal units | TOPV SRNG | 19605 | EUR
461852 | Topvex SR30-R-EL7,1 ODK |  | 602 Topvex compact units | 60203 Horizontal units | TOPV SRNG | 19708 | EUR
461854 | Topvex SR30-R-HWH ODK |  | 602 Topvex compact units | 60203 Horizontal units | TOPV SRNG | 19798 | EUR
462288 | Topvex SR20-S-L |  | 602 Topvex compact units | 60203 Horizontal units | TOPV SRNG | 15333 | EUR
462289 | Topvex SR20-S-L-EL5,2 |  | 602 Topvex compact units | 60203 Horizontal units | TOPV SRNG | 17398 | EUR
462291 | Topvex SR20-S-L-HWH |  | 602 Topvex compact units | 60203 Horizontal units | TOPV SRNG | 16006 | EUR
462296 | Topvex SR20-S-R-EL5,2 |  | 602 Topvex compact units | 60203 Horizontal units | TOPV SRNG | 17398 | EUR
462298 | Topvex SR20-S-R-HWH |  | 602 Topvex compact units | 60203 Horizontal units | TOPV SRNG | 16006 | EUR
462299 | Topvex SR20-S-R |  | 602 Topvex compact units | 60203 Horizontal units | TOPV SRNG | 15333 | EUR
462309 | Topvex SR25-S-L |  | 602 Topvex compact units | 60203 Horizontal units | TOPV SRNG | 18025 | EUR
462310 | Topvex SR25-S-L-EL5,2 |  | 602 Topvex compact units | 60203 Horizontal units | TOPV SRNG | 20161 | EUR
462312 | Topvex SR25-S-L-HWH |  | 602 Topvex compact units | 60203 Horizontal units | TOPV SRNG | 18840 | EUR
462317 | Topvex SR25-S-R |  | 602 Topvex compact units | 60203 Horizontal units | TOPV SRNG | 18025 | EUR
462318 | Topvex SR25-S-R-EL5,2 |  | 602 Topvex compact units | 60203 Horizontal units | TOPV SRNG | 20161 | EUR
462321 | Topvex SR25-S-R-HWH |  | 602 Topvex compact units | 60203 Horizontal units | TOPV SRNG | 18840 | EUR
462326 | Topvex SR35-S-L |  | 602 Topvex compact units | 60203 Horizontal units | TOPV SRNG | 19995 | EUR
462327 | Topvex SR35-S-L-EL3,5 |  | 602 Topvex compact units | 60203 Horizontal units | TOPV SRNG | 22204 | EUR
462328 | Topvex SR35-S-L-EL7,1 |  | 602 Topvex compact units | 60203 Horizontal units | TOPV SRNG | 22252 | EUR
462330 | Topvex SR35-S-L-HWH |  | 602 Topvex compact units | 60203 Horizontal units | TOPV SRNG | 20888 | EUR
462337 | Topvex SR35-S-R |  | 602 Topvex compact units | 60203 Horizontal units | TOPV SRNG | 19995 | EUR
462338 | Topvex SR35-S-R-EL3,5 |  | 602 Topvex compact units | 60203 Horizontal units | TOPV SRNG | 22204 | EUR
462339 | Topvex SR35-S-R-EL7,1 |  | 602 Topvex compact units | 60203 Horizontal units | TOPV SRNG | 22252 | EUR
462341 | Topvex SR35-S-R-HWH |  | 602 Topvex compact units | 60203 Horizontal units | TOPV SRNG | 20888 | EUR
462348 | Topvex SR60-S-L |  | 602 Topvex compact units | 60203 Horizontal units | TOPV SRNG | 25167 | EUR
462349 | Topvex SR60-S-L-EL3,5 |  | 602 Topvex compact units | 60203 Horizontal units | TOPV SRNG | 27576 | EUR
462350 | Topvex SR60-S-L-EL7,1 |  | 602 Topvex compact units | 60203 Horizontal units | TOPV SRNG | 27650 | EUR
462351 | Topvex SR60-S-L-EL10,4 |  | 602 Topvex compact units | 60203 Horizontal units | TOPV SRNG | 27770 | EUR
462353 | Topvex SR60-S-L-HWH |  | 602 Topvex compact units | 60203 Horizontal units | TOPV SRNG | 26340 | EUR
462368 | Topvex SR60-S-R |  | 602 Topvex compact units | 60203 Horizontal units | TOPV SRNG | 25167 | EUR
462369 | Topvex SR60-S-R-EL3,5 |  | 602 Topvex compact units | 60203 Horizontal units | TOPV SRNG | 27576 | EUR
462370 | Topvex SR60-S-R-EL7,1 |  | 602 Topvex compact units | 60203 Horizontal units | TOPV SRNG | 27650 | EUR
462371 | Topvex SR60-S-R-EL10,4 |  | 602 Topvex compact units | 60203 Horizontal units | TOPV SRNG | 27770 | EUR
462373 | Topvex SR60-S-R-HWH |  | 602 Topvex compact units | 60203 Horizontal units | TOPV SRNG | 26340 | EUR
462384 | Topvex SR70-S-L |  | 602 Topvex compact units | 60203 Horizontal units | TOPV SRNG | 28747 | EUR
462385 | Topvex SR70-S-L-EL3,5 |  | 602 Topvex compact units | 60203 Horizontal units | TOPV SRNG | 31316 | EUR
462386 | Topvex SR70-S-L-EL10,4 |  | 602 Topvex compact units | 60203 Horizontal units | TOPV SRNG | 31477 | EUR
462387 | Topvex SR70-S-L-EL14,2 |  | 602 Topvex compact units | 60203 Horizontal units | TOPV SRNG | 31509 | EUR
462389 | Topvex SR70-S-L-HWH |  | 602 Topvex compact units | 60203 Horizontal units | TOPV SRNG | 30034 | EUR
462403 | Topvex SR70-S-R |  | 602 Topvex compact units | 60203 Horizontal units | TOPV SRNG | 28747 | EUR
462404 | Topvex SR70-S-R-EL3,5 |  | 602 Topvex compact units | 60203 Horizontal units | TOPV SRNG | 31316 | EUR
462405 | Topvex SR70-S-R-EL10,4 |  | 602 Topvex compact units | 60203 Horizontal units | TOPV SRNG | 31477 | EUR
462406 | Topvex SR70-S-R-EL14,2 |  | 602 Topvex compact units | 60203 Horizontal units | TOPV SRNG | 31509 | EUR
462408 | Topvex SR70-S-R-HWH |  | 602 Topvex compact units | 60203 Horizontal units | TOPV SRNG | 30034 | EUR
462421 | Topvex SR80-S-L |  | 602 Topvex compact units | 60203 Horizontal units | TOPV SRNG | 33478 | EUR
462422 | Topvex SR80-S-L-EL5,2 |  | 602 Topvex compact units | 60203 Horizontal units | TOPV SRNG | 36401 | EUR
462423 | Topvex SR80-S-L-EL12,3 |  | 602 Topvex compact units | 60203 Horizontal units | TOPV SRNG | 36590 | EUR
462426 | Topvex SR80-S-L-HWH |  | 602 Topvex compact units | 60203 Horizontal units | TOPV SRNG | 35332 | EUR
462436 | Topvex SR80-S-R |  | 602 Topvex compact units | 60203 Horizontal units | TOPV SRNG | 33478 | EUR
462437 | Topvex SR80-S-R-EL5,2 |  | 602 Topvex compact units | 60203 Horizontal units | TOPV SRNG | 36401 | EUR
462438 | Topvex SR80-S-R-EL12,3 |  | 602 Topvex compact units | 60203 Horizontal units | TOPV SRNG | 36590 | EUR
462441 | Topvex SR80-S-R-HWH |  | 602 Topvex compact units | 60203 Horizontal units | TOPV SRNG | 35332 | EUR
462631 | Topvex SR20-S-L ODK |  | 602 Topvex compact units | 60203 Horizontal units | TOPV SRNG | 16657 | EUR
462632 | Topvex SR20-S-L-EL5,2 ODK |  | 602 Topvex compact units | 60203 Horizontal units | TOPV SRNG | 18826 | EUR
462634 | Topvex SR20-S-L-HWH ODK |  | 602 Topvex compact units | 60203 Horizontal units | TOPV SRNG | 17365 | EUR
462639 | Topvex SR20-S-R ODK |  | 602 Topvex compact units | 60203 Horizontal units | TOPV SRNG | 16657 | EUR
462640 | Topvex SR20-S-R-EL5,2 ODK |  | 602 Topvex compact units | 60203 Horizontal units | TOPV SRNG | 18826 | EUR
462642 | Topvex SR20-S-R-HWH ODK |  | 602 Topvex compact units | 60203 Horizontal units | TOPV SRNG | 17365 | EUR
462647 | Topvex SR25-S-L ODK |  | 602 Topvex compact units | 60203 Horizontal units | TOPV SRNG | 18446 | EUR
462648 | Topvex SR25-S-L-EL5,2 ODK |  | 602 Topvex compact units | 60203 Horizontal units | TOPV SRNG | 20582 | EUR
462650 | Topvex SR25-S-L-HWH ODK |  | 602 Topvex compact units | 60203 Horizontal units | TOPV SRNG | 19261 | EUR
462655 | Topvex SR25-S-R ODK |  | 602 Topvex compact units | 60203 Horizontal units | TOPV SRNG | 18446 | EUR
462656 | Topvex SR25-S-R-EL5,2 ODK |  | 602 Topvex compact units | 60203 Horizontal units | TOPV SRNG | 20582 | EUR
462658 | Topvex SR25-S-R-HWH ODK |  | 602 Topvex compact units | 60203 Horizontal units | TOPV SRNG | 19261 | EUR
462663 | Topvex SR35-S-L ODK |  | 602 Topvex compact units | 60203 Horizontal units | TOPV SRNG | 20395 | EUR
462664 | Topvex SR35-S-L-EL3,5 ODK |  | 602 Topvex compact units | 60203 Horizontal units | TOPV SRNG | 22604 | EUR
462665 | Topvex SR35-S-L-EL7,1 ODK |  | 602 Topvex compact units | 60203 Horizontal units | TOPV SRNG | 22653 | EUR
462667 | Topvex SR35-S-L-HWH ODK |  | 602 Topvex compact units | 60203 Horizontal units | TOPV SRNG | 21289 | EUR
462674 | Topvex SR35-S-R ODK |  | 602 Topvex compact units | 60203 Horizontal units | TOPV SRNG | 20395 | EUR
462675 | Topvex SR35-S-R-EL3,5 ODK |  | 602 Topvex compact units | 60203 Horizontal units | TOPV SRNG | 22604 | EUR
462676 | Topvex SR35-S-R-EL7,1 ODK |  | 602 Topvex compact units | 60203 Horizontal units | TOPV SRNG | 22653 | EUR
462678 | Topvex SR35-S-R-HWH ODK |  | 602 Topvex compact units | 60203 Horizontal units | TOPV SRNG | 21289 | EUR
462685 | Topvex SR60-S-L ODK |  | 602 Topvex compact units | 60203 Horizontal units | TOPV SRNG | 25675 | EUR
462686 | Topvex SR60-S-L-EL3,5 ODK |  | 602 Topvex compact units | 60203 Horizontal units | TOPV SRNG | 28084 | EUR
462687 | Topvex SR60-S-L-EL7,1 ODK |  | 602 Topvex compact units | 60203 Horizontal units | TOPV SRNG | 28159 | EUR
462688 | Topvex SR60-S-L-EL10,4 ODK |  | 602 Topvex compact units | 60203 Horizontal units | TOPV SRNG | 28279 | EUR
462690 | Topvex SR60-S-L-HWH ODK |  | 602 Topvex compact units | 60203 Horizontal units | TOPV SRNG | 26809 | EUR
462701 | Topvex SR60-S-R ODK |  | 602 Topvex compact units | 60203 Horizontal units | TOPV SRNG | 25675 | EUR
462702 | Topvex SR60-S-R-EL3,5 ODK |  | 602 Topvex compact units | 60203 Horizontal units | TOPV SRNG | 28084 | EUR
462703 | Topvex SR60-S-R-EL7,1 ODK |  | 602 Topvex compact units | 60203 Horizontal units | TOPV SRNG | 28159 | EUR
462704 | Topvex SR60-S-R-EL10,4 ODK |  | 602 Topvex compact units | 60203 Horizontal units | TOPV SRNG | 28279 | EUR
462706 | Topvex SR60-S-R-HWH ODK |  | 602 Topvex compact units | 60203 Horizontal units | TOPV SRNG | 26809 | EUR
462717 | Topvex SR70-S-L ODK |  | 602 Topvex compact units | 60203 Horizontal units | TOPV SRNG | 28897 | EUR
462718 | Topvex SR70-S-L-EL3,5 ODK |  | 602 Topvex compact units | 60203 Horizontal units | TOPV SRNG | 31465 | EUR
462719 | Topvex SR70-S-L-EL10,4 ODK |  | 602 Topvex compact units | 60203 Horizontal units | TOPV SRNG | 31625 | EUR
462720 | Topvex SR70-S-L-EL14,2 ODK |  | 602 Topvex compact units | 60203 Horizontal units | TOPV SRNG | 31658 | EUR
462722 | Topvex SR70-S-L-HWH ODK |  | 602 Topvex compact units | 60203 Horizontal units | TOPV SRNG | 30183 | EUR
462734 | Topvex SR70-S-R ODK |  | 602 Topvex compact units | 60203 Horizontal units | TOPV SRNG | 28897 | EUR
462735 | Topvex SR70-S-R-EL3,5 ODK |  | 602 Topvex compact units | 60203 Horizontal units | TOPV SRNG | 31465 | EUR
462736 | Topvex SR70-S-R-EL10,4 ODK |  | 602 Topvex compact units | 60203 Horizontal units | TOPV SRNG | 31625 | EUR
462737 | Topvex SR70-S-R-EL14,2 ODK |  | 602 Topvex compact units | 60203 Horizontal units | TOPV SRNG | 31658 | EUR
462739 | Topvex SR70-S-R-HWH ODK |  | 602 Topvex compact units | 60203 Horizontal units | TOPV SRNG | 30183 | EUR
462750 | Topvex SR80-S-L ODK |  | 602 Topvex compact units | 60203 Horizontal units | TOPV SRNG | 33699 | EUR
462751 | Topvex SR80-S-L-EL5,2 ODK |  | 602 Topvex compact units | 60203 Horizontal units | TOPV SRNG | 36621 | EUR
462752 | Topvex SR80-S-L-EL12,3 ODK |  | 602 Topvex compact units | 60203 Horizontal units | TOPV SRNG | 36812 | EUR
462755 | Topvex SR80-S-L-HWH ODK |  | 602 Topvex compact units | 60203 Horizontal units | TOPV SRNG | 35553 | EUR
462765 | Topvex SR80-S-R ODK |  | 602 Topvex compact units | 60203 Horizontal units | TOPV SRNG | 33699 | EUR
462766 | Topvex SR80-S-R-EL5,2 ODK |  | 602 Topvex compact units | 60203 Horizontal units | TOPV SRNG | 36621 | EUR
462767 | Topvex SR80-S-R-EL12,3 ODK |  | 602 Topvex compact units | 60203 Horizontal units | TOPV SRNG | 36812 | EUR
462770 | Topvex SR80-S-R-HWH ODK |  | 602 Topvex compact units | 60203 Horizontal units | TOPV SRNG | 35553 | EUR
462822 | Topvex SR30-S-L |  | 602 Topvex compact units | 60203 Horizontal units | TOPV SRNG | 18985 | EUR
462823 | Topvex SR30-S-L-EL3,5 |  | 602 Topvex compact units | 60203 Horizontal units | TOPV SRNG | 21193 | EUR
462824 | Topvex SR30-S-L-EL7,1 |  | 602 Topvex compact units | 60203 Horizontal units | TOPV SRNG | 21241 | EUR
462826 | Topvex SR30-S-L-HWH |  | 602 Topvex compact units | 60203 Horizontal units | TOPV SRNG | 19878 | EUR
462827 | Topvex SR30-S-R |  | 602 Topvex compact units | 60203 Horizontal units | TOPV SRNG | 18985 | EUR
462828 | Topvex SR30-S-R-EL3,5 |  | 602 Topvex compact units | 60203 Horizontal units | TOPV SRNG | 21193 | EUR
462829 | Topvex SR30-S-R-EL7,1 |  | 602 Topvex compact units | 60203 Horizontal units | TOPV SRNG | 21241 | EUR
462831 | Topvex SR30-S-R-HWH |  | 602 Topvex compact units | 60203 Horizontal units | TOPV SRNG | 19878 | EUR
462832 | Topvex SR30-S-L ODK |  | 602 Topvex compact units | 60203 Horizontal units | TOPV SRNG | 19386 | EUR
462833 | Topvex SR30-S-L-EL3,5 ODK |  | 602 Topvex compact units | 60203 Horizontal units | TOPV SRNG | 21594 | EUR
462834 | Topvex SR30-S-L-EL7,1 ODK |  | 602 Topvex compact units | 60203 Horizontal units | TOPV SRNG | 21642 | EUR
462836 | Topvex SR30-S-L-HWH ODK |  | 602 Topvex compact units | 60203 Horizontal units | TOPV SRNG | 20279 | EUR
462837 | Topvex SR30-S-R ODK |  | 602 Topvex compact units | 60203 Horizontal units | TOPV SRNG | 19386 | EUR
462838 | Topvex SR30-S-R-EL3,5 ODK |  | 602 Topvex compact units | 60203 Horizontal units | TOPV SRNG | 21594 | EUR
462839 | Topvex SR30-S-R-EL7,1 ODK |  | 602 Topvex compact units | 60203 Horizontal units | TOPV SRNG | 21642 | EUR
462841 | Topvex SR30-S-R-HWH ODK |  | 602 Topvex compact units | 60203 Horizontal units | TOPV SRNG | 20279 | EUR
462854 | Topvex SR50-S-L |  | 602 Topvex compact units | 60203 Horizontal units | TOPV SRNG | 25035 | EUR
462855 | Topvex SR50-S-L ODK |  | 602 Topvex compact units | 60203 Horizontal units | TOPV SRNG | 25543 | EUR
462856 | Topvex SR50-S-L-EL10,4 |  | 602 Topvex compact units | 60203 Horizontal units | TOPV SRNG | 27638 | EUR
462859 | Topvex SR50-S-L-EL10,4 ODK |  | 602 Topvex compact units | 60203 Horizontal units | TOPV SRNG | 28147 | EUR
462860 | Topvex SR50-S-L-EL3,5 |  | 602 Topvex compact units | 60203 Horizontal units | TOPV SRNG | 27443 | EUR
462863 | Topvex SR50-S-L-EL3,5 ODK |  | 602 Topvex compact units | 60203 Horizontal units | TOPV SRNG | 27952 | EUR
462864 | Topvex SR50-S-L-EL7,1 |  | 602 Topvex compact units | 60203 Horizontal units | TOPV SRNG | 27518 | EUR
462867 | Topvex SR50-S-L-EL7,1 ODK |  | 602 Topvex compact units | 60203 Horizontal units | TOPV SRNG | 28027 | EUR
462868 | Topvex SR50-S-L-HWH |  | 602 Topvex compact units | 60203 Horizontal units | TOPV SRNG | 26209 | EUR
462869 | Topvex SR50-S-L-HWH ODK |  | 602 Topvex compact units | 60203 Horizontal units | TOPV SRNG | 26678 | EUR
462872 | Topvex SR50-S-R |  | 602 Topvex compact units | 60203 Horizontal units | TOPV SRNG | 25035 | EUR
462873 | Topvex SR50-S-R ODK |  | 602 Topvex compact units | 60203 Horizontal units | TOPV SRNG | 25543 | EUR
462874 | Topvex SR50-S-R-EL10,4 |  | 602 Topvex compact units | 60203 Horizontal units | TOPV SRNG | 27638 | EUR
462877 | Topvex SR50-S-R-EL10,4 ODK |  | 602 Topvex compact units | 60203 Horizontal units | TOPV SRNG | 28147 | EUR
462878 | Topvex SR50-S-R-EL3,5 |  | 602 Topvex compact units | 60203 Horizontal units | TOPV SRNG | 27443 | EUR
462881 | Topvex SR50-S-R-EL3,5 ODK |  | 602 Topvex compact units | 60203 Horizontal units | TOPV SRNG | 27952 | EUR
462882 | Topvex SR50-S-R-EL7,1 |  | 602 Topvex compact units | 60203 Horizontal units | TOPV SRNG | 27518 | EUR
462885 | Topvex SR50-S-R-EL7,1 ODK |  | 602 Topvex compact units | 60203 Horizontal units | TOPV SRNG | 28027 | EUR
462886 | Topvex SR50-S-R-HWH |  | 602 Topvex compact units | 60203 Horizontal units | TOPV SRNG | 26209 | EUR
462887 | Topvex SR50-S-R-HWH ODK |  | 602 Topvex compact units | 60203 Horizontal units | TOPV SRNG | 26678 | EUR
477401 | Topvex SR15-L |  | 602 Topvex compact units | 60203 Horizontal units | TOPV SRNG | 13459 | EUR
477402 | Topvex SR15-L-EL5,2 |  | 602 Topvex compact units | 60203 Horizontal units | TOPV SRNG | 14897 | EUR
477404 | Topvex SR15-L-HWH |  | 602 Topvex compact units | 60203 Horizontal units | TOPV SRNG | 14632 | EUR
477406 | Topvex SR15-R |  | 602 Topvex compact units | 60203 Horizontal units | TOPV SRNG | 13459 | EUR
477407 | Topvex SR15-R-EL5,2 |  | 602 Topvex compact units | 60203 Horizontal units | TOPV SRNG | 14897 | EUR
477409 | Topvex SR15-R-HWH |  | 602 Topvex compact units | 60203 Horizontal units | TOPV SRNG | 14632 | EUR
477411 | Topvex SR15-L ODK |  | 602 Topvex compact units | 60203 Horizontal units | TOPV SRNG | 14672 | EUR
477412 | Topvex SR15-L-EL5,2 ODK |  | 602 Topvex compact units | 60203 Horizontal units | TOPV SRNG | 15399 | EUR
477414 | Topvex SR15-L-HWH ODK |  | 602 Topvex compact units | 60203 Horizontal units | TOPV SRNG | 15905 | EUR
477416 | Topvex SR15-R ODK |  | 602 Topvex compact units | 60203 Horizontal units | TOPV SRNG | 14672 | EUR
477417 | Topvex SR15-R-EL5,2 ODK |  | 602 Topvex compact units | 60203 Horizontal units | TOPV SRNG | 15399 | EUR
477419 | Topvex SR15-R-HWH ODK |  | 602 Topvex compact units | 60203 Horizontal units | TOPV SRNG | 15905 | EUR
477421 | Topvex SR15-S-L |  | 602 Topvex compact units | 60203 Horizontal units | TOPV SRNG | 15197 | EUR
477422 | Topvex SR15-S-L-EL5,2 |  | 602 Topvex compact units | 60203 Horizontal units | TOPV SRNG | 17263 | EUR
477424 | Topvex SR15-S-L-HWH |  | 602 Topvex compact units | 60203 Horizontal units | TOPV SRNG | 15871 | EUR
477426 | Topvex SR15-S-R-EL5,2 |  | 602 Topvex compact units | 60203 Horizontal units | TOPV SRNG | 17263 | EUR
477428 | Topvex SR15-S-R-HWH |  | 602 Topvex compact units | 60203 Horizontal units | TOPV SRNG | 15871 | EUR
477429 | Topvex SR15-S-R |  | 602 Topvex compact units | 60203 Horizontal units | TOPV SRNG | 15197 | EUR
477431 | Topvex SR15-S-L ODK |  | 602 Topvex compact units | 60203 Horizontal units | TOPV SRNG | 16522 | EUR
477432 | Topvex SR15-S-L-EL5,2 ODK |  | 602 Topvex compact units | 60203 Horizontal units | TOPV SRNG | 18691 | EUR
477434 | Topvex SR15-S-L-HWH ODK |  | 602 Topvex compact units | 60203 Horizontal units | TOPV SRNG | 17229 | EUR
477436 | Topvex SR15-S-R ODK |  | 602 Topvex compact units | 60203 Horizontal units | TOPV SRNG | 16522 | EUR
477437 | Topvex SR15-S-R-EL5,2 ODK |  | 602 Topvex compact units | 60203 Horizontal units | TOPV SRNG | 18826 | EUR
477439 | Topvex SR15-S-R-HWH ODK |  | 602 Topvex compact units | 60203 Horizontal units | TOPV SRNG | 17229 | EUR
564797 | Topvex SR15-L |  | 602 Topvex compact units | 60203 Horizontal units | TOPV SRNG | 13765 | EUR
564798 | Topvex SR15-L-EL5,2 |  | 602 Topvex compact units | 60203 Horizontal units | TOPV SRNG | 15199 | EUR
564799 | Topvex SR15-L-HWH |  | 602 Topvex compact units | 60203 Horizontal units | TOPV SRNG | 14924 | EUR
564800 | Topvex SR15-R |  | 602 Topvex compact units | 60203 Horizontal units | TOPV SRNG | 13765 | EUR
564801 | Topvex SR15-R-EL5,2 |  | 602 Topvex compact units | 60203 Horizontal units | TOPV SRNG | 15199 | EUR
564802 | Topvex SR15-R-HWH |  | 602 Topvex compact units | 60203 Horizontal units | TOPV SRNG | 14924 | EUR
564803 | Topvex SR15-S-L |  | 602 Topvex compact units | 60203 Horizontal units | TOPV SRNG | 15310 | EUR
564804 | Topvex SR15-S-L-EL5,2 |  | 602 Topvex compact units | 60203 Horizontal units | TOPV SRNG | 17379 | EUR
564805 | Topvex SR15-S-L-HWH |  | 602 Topvex compact units | 60203 Horizontal units | TOPV SRNG | 15999 | EUR
564806 | Topvex SR15-S-R |  | 602 Topvex compact units | 60203 Horizontal units | TOPV SRNG | 15310 | EUR
564807 | Topvex SR15-S-R-EL5,2 |  | 602 Topvex compact units | 60203 Horizontal units | TOPV SRNG | 17379 | EUR
564808 | Topvex SR15-S-R-HWH |  | 602 Topvex compact units | 60203 Horizontal units | TOPV SRNG | 15999 | EUR
564809 | Topvex SR20-L |  | 602 Topvex compact units | 60203 Horizontal units | TOPV SRNG | 14068 | EUR
564810 | Topvex SR20-R |  | 602 Topvex compact units | 60203 Horizontal units | TOPV SRNG | 14068 | EUR
564811 | Topvex SR20-L-EL5,2 |  | 602 Topvex compact units | 60203 Horizontal units | TOPV SRNG | 15448 | EUR
564812 | Topvex SR20-R-EL5,2 |  | 602 Topvex compact units | 60203 Horizontal units | TOPV SRNG | 15448 | EUR
564813 | Topvex SR20-L-HWH |  | 602 Topvex compact units | 60203 Horizontal units | TOPV SRNG | 15172 | EUR
564814 | Topvex SR20-R-HWH |  | 602 Topvex compact units | 60203 Horizontal units | TOPV SRNG | 15172 | EUR
564815 | Topvex SR20-S-L |  | 602 Topvex compact units | 60203 Horizontal units | TOPV SRNG | 15448 | EUR
564816 | Topvex SR20-S-L-EL5,2 |  | 602 Topvex compact units | 60203 Horizontal units | TOPV SRNG | 17434 | EUR
564817 | Topvex SR20-S-L-HWH |  | 602 Topvex compact units | 60203 Horizontal units | TOPV SRNG | 16137 | EUR
564818 | Topvex SR20-S-R |  | 602 Topvex compact units | 60203 Horizontal units | TOPV SRNG | 15448 | EUR
564819 | Topvex SR20-S-R-EL5,2 |  | 602 Topvex compact units | 60203 Horizontal units | TOPV SRNG | 17434 | EUR
564820 | Topvex SR20-S-R-HWH |  | 602 Topvex compact units | 60203 Horizontal units | TOPV SRNG | 16137 | EUR
564821 | Topvex SR25-L |  | 602 Topvex compact units | 60203 Horizontal units | TOPV SRNG | 15834 | EUR
564822 | Topvex SR25-L-EL5,2 |  | 602 Topvex compact units | 60203 Horizontal units | TOPV SRNG | 16386 | EUR
564823 | Topvex SR25-L-HWH |  | 602 Topvex compact units | 60203 Horizontal units | TOPV SRNG | 16275 | EUR
564824 | Topvex SR25-R |  | 602 Topvex compact units | 60203 Horizontal units | TOPV SRNG | 15834 | EUR
564825 | Topvex SR25-R-EL5,2 |  | 602 Topvex compact units | 60203 Horizontal units | TOPV SRNG | 16386 | EUR
564826 | Topvex SR25-R-HWH |  | 602 Topvex compact units | 60203 Horizontal units | TOPV SRNG | 16275 | EUR
564827 | Topvex SR25-S-L |  | 602 Topvex compact units | 60203 Horizontal units | TOPV SRNG | 18041 | EUR
564828 | Topvex SR25-S-L-EL5,2 |  | 602 Topvex compact units | 60203 Horizontal units | TOPV SRNG | 20165 | EUR
564829 | Topvex SR25-S-L-HWH |  | 602 Topvex compact units | 60203 Horizontal units | TOPV SRNG | 18841 | EUR
564830 | Topvex SR25-S-R |  | 602 Topvex compact units | 60203 Horizontal units | TOPV SRNG | 18041 | EUR
564831 | Topvex SR25-S-R-EL5,2 |  | 602 Topvex compact units | 60203 Horizontal units | TOPV SRNG | 20165 | EUR
564832 | Topvex SR25-S-R-HWH |  | 602 Topvex compact units | 60203 Horizontal units | TOPV SRNG | 18841 | EUR
564833 | Topvex SR30-L |  | 602 Topvex compact units | 60203 Horizontal units | TOPV SRNG | 17599 | EUR
564834 | Topvex SR30-L-EL3,5 |  | 602 Topvex compact units | 60203 Horizontal units | TOPV SRNG | 18206 | EUR
564835 | Topvex SR30-L-EL7,1 |  | 602 Topvex compact units | 60203 Horizontal units | TOPV SRNG | 18344 | EUR
564836 | Topvex SR30-L-HWH |  | 602 Topvex compact units | 60203 Horizontal units | TOPV SRNG | 18372 | EUR
564837 | Topvex SR30-R |  | 602 Topvex compact units | 60203 Horizontal units | TOPV SRNG | 17599 | EUR
564838 | Topvex SR30-R-EL3,5 |  | 602 Topvex compact units | 60203 Horizontal units | TOPV SRNG | 18206 | EUR
564839 | Topvex SR30-R-EL7,1 |  | 602 Topvex compact units | 60203 Horizontal units | TOPV SRNG | 18344 | EUR
564840 | Topvex SR30-R-HWH |  | 602 Topvex compact units | 60203 Horizontal units | TOPV SRNG | 18372 | EUR
564841 | Topvex SR30-S-L |  | 602 Topvex compact units | 60203 Horizontal units | TOPV SRNG | 19006 | EUR
564842 | Topvex SR30-S-L-EL3,5 |  | 602 Topvex compact units | 60203 Horizontal units | TOPV SRNG | 21213 | EUR
564843 | Topvex SR30-S-L-EL7,1 |  | 602 Topvex compact units | 60203 Horizontal units | TOPV SRNG | 21268 | EUR
564844 | Topvex SR30-S-L-HWH |  | 602 Topvex compact units | 60203 Horizontal units | TOPV SRNG | 19889 | EUR
564845 | Topvex SR30-S-R |  | 602 Topvex compact units | 60203 Horizontal units | TOPV SRNG | 19006 | EUR
564846 | Topvex SR30-S-R-EL3,5 |  | 602 Topvex compact units | 60203 Horizontal units | TOPV SRNG | 21213 | EUR
564847 | Topvex SR30-S-R-EL7,1 |  | 602 Topvex compact units | 60203 Horizontal units | TOPV SRNG | 21268 | EUR
564848 | Topvex SR30-S-R-HWH |  | 602 Topvex compact units | 60203 Horizontal units | TOPV SRNG | 19889 | EUR
564849 | Topvex SR35-L |  | 602 Topvex compact units | 60203 Horizontal units | TOPV SRNG | 17654 | EUR
564850 | Topvex SR35-L-EL3,5 |  | 602 Topvex compact units | 60203 Horizontal units | TOPV SRNG | 18261 | EUR
564851 | Topvex SR35-L-EL7,1 |  | 602 Topvex compact units | 60203 Horizontal units | TOPV SRNG | 18399 | EUR
564852 | Topvex SR35-L-HWH |  | 602 Topvex compact units | 60203 Horizontal units | TOPV SRNG | 18482 | EUR
564853 | Topvex SR35-R |  | 602 Topvex compact units | 60203 Horizontal units | TOPV SRNG | 17654 | EUR
564854 | Topvex SR35-R-EL3,5 |  | 602 Topvex compact units | 60203 Horizontal units | TOPV SRNG | 18261 | EUR
564855 | Topvex SR35-R-EL7,1 |  | 602 Topvex compact units | 60203 Horizontal units | TOPV SRNG | 18399 | EUR
564856 | Topvex SR35-R-HWH |  | 602 Topvex compact units | 60203 Horizontal units | TOPV SRNG | 18482 | EUR
564857 | Topvex SR35-S-L |  | 602 Topvex compact units | 60203 Horizontal units | TOPV SRNG | 19972 | EUR
564858 | Topvex SR35-S-L-EL3,5 |  | 602 Topvex compact units | 60203 Horizontal units | TOPV SRNG | 22178 | EUR
564859 | Topvex SR35-S-L-EL7,1 |  | 602 Topvex compact units | 60203 Horizontal units | TOPV SRNG | 22234 | EUR
564860 | Topvex SR35-S-L-HWH |  | 602 Topvex compact units | 60203 Horizontal units | TOPV SRNG | 20882 | EUR
564861 | Topvex SR35-S-R |  | 602 Topvex compact units | 60203 Horizontal units | TOPV SRNG | 19972 | EUR
564862 | Topvex SR35-S-R-EL3,5 |  | 602 Topvex compact units | 60203 Horizontal units | TOPV SRNG | 22178 | EUR
564863 | Topvex SR35-S-R-EL7,1 |  | 602 Topvex compact units | 60203 Horizontal units | TOPV SRNG | 22234 | EUR
564864 | Topvex SR35-S-R-HWH |  | 602 Topvex compact units | 60203 Horizontal units | TOPV SRNG | 20882 | EUR
564865 | Topvex SR50-L |  | 602 Topvex compact units | 60203 Horizontal units | TOPV SRNG | 22509 | EUR
564866 | Topvex SR50-L-EL10,4 |  | 602 Topvex compact units | 60203 Horizontal units | TOPV SRNG | 25516 | EUR
564867 | Topvex SR50-L-EL3,5 |  | 602 Topvex compact units | 60203 Horizontal units | TOPV SRNG | 25295 | EUR
564868 | Topvex SR50-L-EL7,1 |  | 602 Topvex compact units | 60203 Horizontal units | TOPV SRNG | 25406 | EUR
564869 | Topvex SR50-L-HWH |  | 602 Topvex compact units | 60203 Horizontal units | TOPV SRNG | 24385 | EUR
564870 | Topvex SR50-R |  | 602 Topvex compact units | 60203 Horizontal units | TOPV SRNG | 22509 | EUR
564871 | Topvex SR50-R-EL10,4 |  | 602 Topvex compact units | 60203 Horizontal units | TOPV SRNG | 25516 | EUR
564872 | Topvex SR50-R-EL3,5 |  | 602 Topvex compact units | 60203 Horizontal units | TOPV SRNG | 25295 | EUR
564873 | Topvex SR50-R-EL7,1 |  | 602 Topvex compact units | 60203 Horizontal units | TOPV SRNG | 25406 | EUR
564874 | Topvex SR50-R-HWH |  | 602 Topvex compact units | 60203 Horizontal units | TOPV SRNG | 24385 | EUR
564875 | Topvex SR50-S-L |  | 602 Topvex compact units | 60203 Horizontal units | TOPV SRNG | 25047 | EUR
564876 | Topvex SR50-S-L-EL10,4 |  | 602 Topvex compact units | 60203 Horizontal units | TOPV SRNG | 27640 | EUR
564877 | Topvex SR50-S-L-EL3,5 |  | 602 Topvex compact units | 60203 Horizontal units | TOPV SRNG | 27447 | EUR
564878 | Topvex SR50-S-L-EL7,1 |  | 602 Topvex compact units | 60203 Horizontal units | TOPV SRNG | 27530 | EUR
564879 | Topvex SR50-S-L-HWH |  | 602 Topvex compact units | 60203 Horizontal units | TOPV SRNG | 26233 | EUR
564880 | Topvex SR50-S-R |  | 602 Topvex compact units | 60203 Horizontal units | TOPV SRNG | 25047 | EUR
564881 | Topvex SR50-S-R-EL10,4 |  | 602 Topvex compact units | 60203 Horizontal units | TOPV SRNG | 27640 | EUR
564882 | Topvex SR50-S-R-EL3,5 |  | 602 Topvex compact units | 60203 Horizontal units | TOPV SRNG | 27447 | EUR
564883 | Topvex SR50-S-R-EL7,1 |  | 602 Topvex compact units | 60203 Horizontal units | TOPV SRNG | 27530 | EUR
564884 | Topvex SR50-S-R-HWH |  | 602 Topvex compact units | 60203 Horizontal units | TOPV SRNG | 26233 | EUR
564885 | Topvex SR60-L |  | 602 Topvex compact units | 60203 Horizontal units | TOPV SRNG | 22068 | EUR
564887 | Topvex SR60-L-EL10,4 |  | 602 Topvex compact units | 60203 Horizontal units | TOPV SRNG | 24827 | EUR
564889 | Topvex SR60-L-EL3,5 |  | 602 Topvex compact units | 60203 Horizontal units | TOPV SRNG | 24275 | EUR
564891 | Topvex SR60-L-EL7,1 |  | 602 Topvex compact units | 60203 Horizontal units | TOPV SRNG | 24413 | EUR
564893 | Topvex SR60-L-HWH |  | 602 Topvex compact units | 60203 Horizontal units | TOPV SRNG | 23999 | EUR
564895 | Topvex SR60-R |  | 602 Topvex compact units | 60203 Horizontal units | TOPV SRNG | 22068 | EUR
564897 | Topvex SR60-R-EL10,4 |  | 602 Topvex compact units | 60203 Horizontal units | TOPV SRNG | 24827 | EUR
564899 | Topvex SR60-R-EL3,5 |  | 602 Topvex compact units | 60203 Horizontal units | TOPV SRNG | 24275 | EUR
564914 | Topvex SR60-R-EL7,1 |  | 602 Topvex compact units | 60203 Horizontal units | TOPV SRNG | 24413 | EUR
564916 | Topvex SR60-R-HWH |  | 602 Topvex compact units | 60203 Horizontal units | TOPV SRNG | 23999 | EUR
564918 | Topvex SR60-S-L |  | 602 Topvex compact units | 60203 Horizontal units | TOPV SRNG | 25185 | EUR
564920 | Topvex SR60-S-L-EL10,4 |  | 602 Topvex compact units | 60203 Horizontal units | TOPV SRNG | 27778 | EUR
564922 | Topvex SR60-S-L-EL3,5 |  | 602 Topvex compact units | 60203 Horizontal units | TOPV SRNG | 27585 | EUR
564924 | Topvex SR60-S-L-EL7,1 |  | 602 Topvex compact units | 60203 Horizontal units | TOPV SRNG | 27723 | EUR
564926 | Topvex SR60-S-L-HWH |  | 602 Topvex compact units | 60203 Horizontal units | TOPV SRNG | 26482 | EUR
564928 | Topvex SR60-S-R |  | 602 Topvex compact units | 60203 Horizontal units | TOPV SRNG | 25185 | EUR
564930 | Topvex SR60-S-R-EL10,4 |  | 602 Topvex compact units | 60203 Horizontal units | TOPV SRNG | 27778 | EUR
564932 | Topvex SR60-S-R-EL3,5 |  | 602 Topvex compact units | 60203 Horizontal units | TOPV SRNG | 27585 | EUR
564934 | Topvex SR60-S-R-EL7,1 |  | 602 Topvex compact units | 60203 Horizontal units | TOPV SRNG | 27723 | EUR
564936 | Topvex SR60-S-R-HWH |  | 602 Topvex compact units | 60203 Horizontal units | TOPV SRNG | 26482 | EUR
566119 | Topvex SR75-L |  | 602 Topvex compact units | 60203 Horizontal units | TOPV SRNG | 23889 | EUR
566120 | Topvex SR75-L-EL5,2 |  | 602 Topvex compact units | 60203 Horizontal units | TOPV SRNG | 26068 | EUR
566122 | Topvex SR75-L-EL12,3 |  | 602 Topvex compact units | 60203 Horizontal units | TOPV SRNG | 26206 | EUR
566123 | Topvex SR75-L-HWH |  | 602 Topvex compact units | 60203 Horizontal units | TOPV SRNG | 24827 | EUR
566129 | Topvex SR75-R |  | 602 Topvex compact units | 60203 Horizontal units | TOPV SRNG | 23889 | EUR
566130 | Topvex SR75-R-EL5,2 |  | 602 Topvex compact units | 60203 Horizontal units | TOPV SRNG | 26068 | EUR
566132 | Topvex SR75-R-EL12,3 |  | 602 Topvex compact units | 60203 Horizontal units | TOPV SRNG | 26206 | EUR
566133 | Topvex SR75-R-HWH |  | 602 Topvex compact units | 60203 Horizontal units | TOPV SRNG | 24827 | EUR
566139 | Topvex SR75-S-L |  | 602 Topvex compact units | 60203 Horizontal units | TOPV SRNG | 28688 | EUR
566140 | Topvex SR75-S-L-EL5,2 |  | 602 Topvex compact units | 60203 Horizontal units | TOPV SRNG | 30344 | EUR
566142 | Topvex SR75-S-L-EL12,3 |  | 602 Topvex compact units | 60203 Horizontal units | TOPV SRNG | 30895 | EUR
566143 | Topvex SR75-S-L-HWH |  | 602 Topvex compact units | 60203 Horizontal units | TOPV SRNG | 29792 | EUR
566156 | Topvex SR75-S-R |  | 602 Topvex compact units | 60203 Horizontal units | TOPV SRNG | 28688 | EUR
566157 | Topvex SR75-S-R-EL5,2 |  | 602 Topvex compact units | 60203 Horizontal units | TOPV SRNG | 30344 | EUR
566159 | Topvex SR75-S-R-EL12,3 |  | 602 Topvex compact units | 60203 Horizontal units | TOPV SRNG | 30895 | EUR
566160 | Topvex SR75-S-R-HWH |  | 602 Topvex compact units | 60203 Horizontal units | TOPV SRNG | 29792 | EUR
459725 | Topvex TC50-L-B |  | 602 Topvex compact units | 60204 Vertical units | TOPV TCNG | 23832 | EUR
459727 | Topvex TC50-L-EL17-B |  | 602 Topvex compact units | 60204 Vertical units | TOPV TCNG | 25695 | EUR
459729 | Topvex TC50-L-EL17-S |  | 602 Topvex compact units | 60204 Vertical units | TOPV TCNG | 29184 | EUR
459735 | Topvex TC50-L-EL9,6-B |  | 602 Topvex compact units | 60204 Vertical units | TOPV TCNG | 25667 | EUR
459737 | Topvex TC50-L-EL9,6-S |  | 602 Topvex compact units | 60204 Vertical units | TOPV TCNG | 29156 | EUR
459739 | Topvex TC50-L-HWH-B |  | 602 Topvex compact units | 60204 Vertical units | TOPV TCNG | 24934 | EUR
459741 | Topvex TC50-L-HWH-S |  | 602 Topvex compact units | 60204 Vertical units | TOPV TCNG | 28545 | EUR
459747 | Topvex TC50-L-S |  | 602 Topvex compact units | 60204 Vertical units | TOPV TCNG | 27344 | EUR
459749 | Topvex TC50-R-B |  | 602 Topvex compact units | 60204 Vertical units | TOPV TCNG | 23832 | EUR
459751 | Topvex TC50-R-EL17-B |  | 602 Topvex compact units | 60204 Vertical units | TOPV TCNG | 25695 | EUR
459753 | Topvex TC50-R-EL17-S |  | 602 Topvex compact units | 60204 Vertical units | TOPV TCNG | 29184 | EUR
459759 | Topvex TC50-R-EL9,6-B |  | 602 Topvex compact units | 60204 Vertical units | TOPV TCNG | 25667 | EUR
459761 | Topvex TC50-R-EL9,6-S |  | 602 Topvex compact units | 60204 Vertical units | TOPV TCNG | 29156 | EUR
459763 | Topvex TC50-R-HWH-B |  | 602 Topvex compact units | 60204 Vertical units | TOPV TCNG | 24934 | EUR
459765 | Topvex TC50-R-HWH-S |  | 602 Topvex compact units | 60204 Vertical units | TOPV TCNG | 28545 | EUR
459771 | Topvex TC50-R-S |  | 602 Topvex compact units | 60204 Vertical units | TOPV TCNG | 27344 | EUR
460215 | Topvex TC20-L-B |  | 602 Topvex compact units | 60204 Vertical units | TOPV TCNG | 14407 | EUR
460216 | Topvex TC20-L-EL4,2-B |  | 602 Topvex compact units | 60204 Vertical units | TOPV TCNG | 16263 | EUR
460217 | Topvex TC20-L-EL6,5-B |  | 602 Topvex compact units | 60204 Vertical units | TOPV TCNG | 16316 | EUR
460218 | Topvex TC20-L-EL9,6-B |  | 602 Topvex compact units | 60204 Vertical units | TOPV TCNG | 16337 | EUR
460220 | Topvex TC20-L-HWH-B |  | 602 Topvex compact units | 60204 Vertical units | TOPV TCNG | 15132 | EUR
460221 | Topvex TC20-L-S |  | 602 Topvex compact units | 60204 Vertical units | TOPV TCNG | 18332 | EUR
460222 | Topvex TC20-L-EL4,2-S |  | 602 Topvex compact units | 60204 Vertical units | TOPV TCNG | 19132 | EUR
460223 | Topvex TC20-L-EL6,5-S |  | 602 Topvex compact units | 60204 Vertical units | TOPV TCNG | 19195 | EUR
460224 | Topvex TC20-L-EL9,6-S |  | 602 Topvex compact units | 60204 Vertical units | TOPV TCNG | 19217 | EUR
460226 | Topvex TC20-L-HWH-S |  | 602 Topvex compact units | 60204 Vertical units | TOPV TCNG | 18566 | EUR
460227 | Topvex TC20-R-B |  | 602 Topvex compact units | 60204 Vertical units | TOPV TCNG | 14407 | EUR
460228 | Topvex TC20-R-EL4,2-B |  | 602 Topvex compact units | 60204 Vertical units | TOPV TCNG | 16263 | EUR
460229 | Topvex TC20-R-EL6,5-B |  | 602 Topvex compact units | 60204 Vertical units | TOPV TCNG | 16316 | EUR
460230 | Topvex TC20-R-EL9,6-B |  | 602 Topvex compact units | 60204 Vertical units | TOPV TCNG | 16337 | EUR
460232 | Topvex TC20-R-HWH-B |  | 602 Topvex compact units | 60204 Vertical units | TOPV TCNG | 15132 | EUR
460233 | Topvex TC20-R-S |  | 602 Topvex compact units | 60204 Vertical units | TOPV TCNG | 18332 | EUR
460234 | Topvex TC20-R-EL4,2-S |  | 602 Topvex compact units | 60204 Vertical units | TOPV TCNG | 19132 | EUR
460235 | Topvex TC20-R-EL6,5-S |  | 602 Topvex compact units | 60204 Vertical units | TOPV TCNG | 19195 | EUR
460236 | Topvex TC20-R-EL9,6-S |  | 602 Topvex compact units | 60204 Vertical units | TOPV TCNG | 19217 | EUR
460238 | Topvex TC20-R-HWH-S |  | 602 Topvex compact units | 60204 Vertical units | TOPV TCNG | 18566 | EUR
460259 | Topvex TC25-L-B |  | 602 Topvex compact units | 60204 Vertical units | TOPV TCNG | 16699 | EUR
460260 | Topvex TC25-L-EL6,5-B |  | 602 Topvex compact units | 60204 Vertical units | TOPV TCNG | 17510 | EUR
460261 | Topvex TC25-L-EL9,6-B |  | 602 Topvex compact units | 60204 Vertical units | TOPV TCNG | 17553 | EUR
460262 | Topvex TC25-L-EL12-B |  | 602 Topvex compact units | 60204 Vertical units | TOPV TCNG | 17521 | EUR
460264 | Topvex TC25-L-HWH-B |  | 602 Topvex compact units | 60204 Vertical units | TOPV TCNG | 17287 | EUR
460265 | Topvex TC25-L-S |  | 602 Topvex compact units | 60204 Vertical units | TOPV TCNG | 20229 | EUR
460266 | Topvex TC25-L-EL6,5-S |  | 602 Topvex compact units | 60204 Vertical units | TOPV TCNG | 21414 | EUR
460267 | Topvex TC25-L-EL9,6-S |  | 602 Topvex compact units | 60204 Vertical units | TOPV TCNG | 21455 | EUR
460268 | Topvex TC25-L-EL12-S |  | 602 Topvex compact units | 60204 Vertical units | TOPV TCNG | 21425 | EUR
460270 | Topvex TC25-L-HWH-S |  | 602 Topvex compact units | 60204 Vertical units | TOPV TCNG | 20646 | EUR
460271 | Topvex TC25-R-B |  | 602 Topvex compact units | 60204 Vertical units | TOPV TCNG | 16699 | EUR
460272 | Topvex TC25-R-EL6,5-B |  | 602 Topvex compact units | 60204 Vertical units | TOPV TCNG | 17510 | EUR
460273 | Topvex TC25-R-EL9,6-B |  | 602 Topvex compact units | 60204 Vertical units | TOPV TCNG | 17553 | EUR
460274 | Topvex TC25-R-EL12-B |  | 602 Topvex compact units | 60204 Vertical units | TOPV TCNG | 17521 | EUR
460276 | Topvex TC25-R-HWH-B |  | 602 Topvex compact units | 60204 Vertical units | TOPV TCNG | 17287 | EUR
460277 | Topvex TC25-R-S |  | 602 Topvex compact units | 60204 Vertical units | TOPV TCNG | 20229 | EUR
460278 | Topvex TC25-R-EL6,5-S |  | 602 Topvex compact units | 60204 Vertical units | TOPV TCNG | 21414 | EUR
460279 | Topvex TC25-R-EL9,6-S |  | 602 Topvex compact units | 60204 Vertical units | TOPV TCNG | 21455 | EUR
460280 | Topvex TC25-R-EL12-S |  | 602 Topvex compact units | 60204 Vertical units | TOPV TCNG | 21425 | EUR
460282 | Topvex TC25-R-HWH-S |  | 602 Topvex compact units | 60204 Vertical units | TOPV TCNG | 20646 | EUR
460303 | Topvex TC35-L-B |  | 602 Topvex compact units | 60204 Vertical units | TOPV TCNG | 19675 | EUR
460304 | Topvex TC35-L-EL7,2-B |  | 602 Topvex compact units | 60204 Vertical units | TOPV TCNG | 21189 | EUR
460305 | Topvex TC35-L-EL12-B |  | 602 Topvex compact units | 60204 Vertical units | TOPV TCNG | 21211 | EUR
460306 | Topvex TC35-L-EL18-B |  | 602 Topvex compact units | 60204 Vertical units | TOPV TCNG | 21295 | EUR
460308 | Topvex TC35-L-HWH-B |  | 602 Topvex compact units | 60204 Vertical units | TOPV TCNG | 20326 | EUR
460309 | Topvex TC35-L-S |  | 602 Topvex compact units | 60204 Vertical units | TOPV TCNG | 22875 | EUR
460310 | Topvex TC35-L-EL7,2-S |  | 602 Topvex compact units | 60204 Vertical units | TOPV TCNG | 23951 | EUR
460311 | Topvex TC35-L-EL12-S |  | 602 Topvex compact units | 60204 Vertical units | TOPV TCNG | 24015 | EUR
460312 | Topvex TC35-L-EL18-S |  | 602 Topvex compact units | 60204 Vertical units | TOPV TCNG | 24175 | EUR
460314 | Topvex TC35-L-HWH-S |  | 602 Topvex compact units | 60204 Vertical units | TOPV TCNG | 23162 | EUR
460315 | Topvex TC35-R-B |  | 602 Topvex compact units | 60204 Vertical units | TOPV TCNG | 19675 | EUR
460316 | Topvex TC35-R-EL-7,2-B |  | 602 Topvex compact units | 60204 Vertical units | TOPV TCNG | 21189 | EUR
460317 | Topvex TC35-R-EL12-B |  | 602 Topvex compact units | 60204 Vertical units | TOPV TCNG | 21211 | EUR
460318 | Topvex TC35-R-EL18-B |  | 602 Topvex compact units | 60204 Vertical units | TOPV TCNG | 21295 | EUR
460320 | Topvex TC35-R-HWH-B |  | 602 Topvex compact units | 60204 Vertical units | TOPV TCNG | 20326 | EUR
460321 | Topvex TC35-R-S |  | 602 Topvex compact units | 60204 Vertical units | TOPV TCNG | 22875 | EUR
460322 | Topvex TC35-R-EL7,2-S |  | 602 Topvex compact units | 60204 Vertical units | TOPV TCNG | 23951 | EUR
460323 | Topvex TC35-R-EL12-S |  | 602 Topvex compact units | 60204 Vertical units | TOPV TCNG | 24015 | EUR
460324 | Topvex TC35-R-EL18-S |  | 602 Topvex compact units | 60204 Vertical units | TOPV TCNG | 24175 | EUR
460326 | Topvex TC35-R-HWH-S |  | 602 Topvex compact units | 60204 Vertical units | TOPV TCNG | 23162 | EUR
460347 | Topvex TC60-L-B |  | 602 Topvex compact units | 60204 Vertical units | TOPV TCNG | 23888 | EUR
460348 | Topvex TC60-L-EL9,6-B |  | 602 Topvex compact units | 60204 Vertical units | TOPV TCNG | 25636 | EUR
460349 | Topvex TC60-L-EL17-B |  | 602 Topvex compact units | 60204 Vertical units | TOPV TCNG | 25658 | EUR
460352 | Topvex TC60-L-HWH-B |  | 602 Topvex compact units | 60204 Vertical units | TOPV TCNG | 24687 | EUR
460353 | Topvex TC60-L-S |  | 602 Topvex compact units | 60204 Vertical units | TOPV TCNG | 27236 | EUR
460354 | Topvex TC60-L-EL9,6-S |  | 602 Topvex compact units | 60204 Vertical units | TOPV TCNG | 28963 | EUR
460355 | Topvex TC60-L-EL17-S |  | 602 Topvex compact units | 60204 Vertical units | TOPV TCNG | 28996 | EUR
460358 | Topvex TC60-L-HWH-S |  | 602 Topvex compact units | 60204 Vertical units | TOPV TCNG | 28100 | EUR
460359 | Topvex TC60-R-B |  | 602 Topvex compact units | 60204 Vertical units | TOPV TCNG | 23888 | EUR
460360 | Topvex TC60-R-EL9,6-B |  | 602 Topvex compact units | 60204 Vertical units | TOPV TCNG | 25636 | EUR
460361 | Topvex TC60-R-EL17-B |  | 602 Topvex compact units | 60204 Vertical units | TOPV TCNG | 25658 | EUR
460364 | Topvex TC60-R-HWH-B |  | 602 Topvex compact units | 60204 Vertical units | TOPV TCNG | 24687 | EUR
460365 | Topvex TC60-R-S |  | 602 Topvex compact units | 60204 Vertical units | TOPV TCNG | 27236 | EUR
460366 | Topvex TC60-R-EL9,6-S |  | 602 Topvex compact units | 60204 Vertical units | TOPV TCNG | 28963 | EUR
460367 | Topvex TC60-R-EL17-S |  | 602 Topvex compact units | 60204 Vertical units | TOPV TCNG | 28996 | EUR
460370 | Topvex TC60-R-HWH-S |  | 602 Topvex compact units | 60204 Vertical units | TOPV TCNG | 28100 | EUR
460391 | Topvex TC70-L-B |  | 602 Topvex compact units | 60204 Vertical units | TOPV TCNG | 26159 | EUR
460392 | Topvex TC70-L-EL17-B |  | 602 Topvex compact units | 60204 Vertical units | TOPV TCNG | 27908 | EUR
460395 | Topvex TC70-L-HWH-B |  | 602 Topvex compact units | 60204 Vertical units | TOPV TCNG | 27173 | EUR
460396 | Topvex TC70-L-S |  | 602 Topvex compact units | 60204 Vertical units | TOPV TCNG | 29466 | EUR
460397 | Topvex TC70-L-EL17-S |  | 602 Topvex compact units | 60204 Vertical units | TOPV TCNG | 31213 | EUR
460400 | Topvex TC70-L-HWH-S |  | 602 Topvex compact units | 60204 Vertical units | TOPV TCNG | 30414 | EUR
460401 | Topvex TC70-R-B |  | 602 Topvex compact units | 60204 Vertical units | TOPV TCNG | 26159 | EUR
460402 | Topvex TC70-R-EL17-B |  | 602 Topvex compact units | 60204 Vertical units | TOPV TCNG | 27908 | EUR
460405 | Topvex TC70-R-HWH-B |  | 602 Topvex compact units | 60204 Vertical units | TOPV TCNG | 27173 | EUR
460406 | Topvex TC70-R-S |  | 602 Topvex compact units | 60204 Vertical units | TOPV TCNG | 29466 | EUR
460407 | Topvex TC70-R-EL17-S |  | 602 Topvex compact units | 60204 Vertical units | TOPV TCNG | 31213 | EUR
460410 | Topvex TC70-R-HWH-S |  | 602 Topvex compact units | 60204 Vertical units | TOPV TCNG | 30414 | EUR
461891 | Topvex TC30-L-B |  | 602 Topvex compact units | 60204 Vertical units | TOPV TCNG | 19501 | EUR
461892 | Topvex TC30-L-EL7,2-B |  | 602 Topvex compact units | 60204 Vertical units | TOPV TCNG | 21006 | EUR
461893 | Topvex TC30-L-EL12-B |  | 602 Topvex compact units | 60204 Vertical units | TOPV TCNG | 21021 | EUR
461894 | Topvex TC30-L-EL18-B |  | 602 Topvex compact units | 60204 Vertical units | TOPV TCNG | 21105 | EUR
461896 | Topvex TC30-L-HWH-B |  | 602 Topvex compact units | 60204 Vertical units | TOPV TCNG | 20148 | EUR
461897 | Topvex TC30-L-S |  | 602 Topvex compact units | 60204 Vertical units | TOPV TCNG | 22676 | EUR
461898 | Topvex TC30-L-EL7,2-S |  | 602 Topvex compact units | 60204 Vertical units | TOPV TCNG | 23747 | EUR
461899 | Topvex TC30-L-EL12-S |  | 602 Topvex compact units | 60204 Vertical units | TOPV TCNG | 23806 | EUR
461900 | Topvex TC30-L-EL18-S |  | 602 Topvex compact units | 60204 Vertical units | TOPV TCNG | 24044 | EUR
461902 | Topvex TC30-L-HWH-S |  | 602 Topvex compact units | 60204 Vertical units | TOPV TCNG | 23193 | EUR
461903 | Topvex TC30-R-B |  | 602 Topvex compact units | 60204 Vertical units | TOPV TCNG | 19501 | EUR
461904 | Topvex TC30-R-EL7,2-B |  | 602 Topvex compact units | 60204 Vertical units | TOPV TCNG | 21006 | EUR
461905 | Topvex TC30-R-EL12-B |  | 602 Topvex compact units | 60204 Vertical units | TOPV TCNG | 21021 | EUR
461906 | Topvex TC30-R-EL18-B |  | 602 Topvex compact units | 60204 Vertical units | TOPV TCNG | 21105 | EUR
461908 | Topvex TC30-R-HWH-B |  | 602 Topvex compact units | 60204 Vertical units | TOPV TCNG | 20148 | EUR
461909 | Topvex TC30-R-S |  | 602 Topvex compact units | 60204 Vertical units | TOPV TCNG | 22676 | EUR
461910 | Topvex TC30-R-EL7,2-S |  | 602 Topvex compact units | 60204 Vertical units | TOPV TCNG | 23747 | EUR
461911 | Topvex TC30-R-EL12-S |  | 602 Topvex compact units | 60204 Vertical units | TOPV TCNG | 23806 | EUR
461912 | Topvex TC30-R-EL18-S |  | 602 Topvex compact units | 60204 Vertical units | TOPV TCNG | 24044 | EUR
461914 | Topvex TC30-R-HWH-S |  | 602 Topvex compact units | 60204 Vertical units | TOPV TCNG | 23193 | EUR
490650 | Topvex TC15-L-B |  | 602 Topvex compact units | 60204 Vertical units | TOPV TCNG | 13582 | EUR
490651 | Topvex TC15-L-EL4,2-B |  | 602 Topvex compact units | 60204 Vertical units | TOPV TCNG | 15469 | EUR
490652 | Topvex TC15-L-EL6,5-B |  | 602 Topvex compact units | 60204 Vertical units | TOPV TCNG | 15521 | EUR
490653 | Topvex TC15-L-EL9,6-B |  | 602 Topvex compact units | 60204 Vertical units | TOPV TCNG | 15548 | EUR
490654 | Topvex TC15-L-HWH-B |  | 602 Topvex compact units | 60204 Vertical units | TOPV TCNG | 14474 | EUR
490655 | Topvex TC15-L-S |  | 602 Topvex compact units | 60204 Vertical units | TOPV TCNG | 17576 | EUR
490656 | Topvex TC15-L-EL4,2-S |  | 602 Topvex compact units | 60204 Vertical units | TOPV TCNG | 18391 | EUR
490657 | Topvex TC15-L-EL6,5-S |  | 602 Topvex compact units | 60204 Vertical units | TOPV TCNG | 18450 | EUR
490658 | Topvex TC15-L-EL9,6-S |  | 602 Topvex compact units | 60204 Vertical units | TOPV TCNG | 18474 | EUR
490659 | Topvex TC15-L-HWH-S |  | 602 Topvex compact units | 60204 Vertical units | TOPV TCNG | 17807 | EUR
490660 | Topvex TC15-R-B |  | 602 Topvex compact units | 60204 Vertical units | TOPV TCNG | 13582 | EUR
490661 | Topvex TC15-R-EL4,2-B |  | 602 Topvex compact units | 60204 Vertical units | TOPV TCNG | 15469 | EUR
490662 | Topvex TC15-R-EL6,5-B |  | 602 Topvex compact units | 60204 Vertical units | TOPV TCNG | 15521 | EUR
490663 | Topvex TC15-R-EL9,6-B |  | 602 Topvex compact units | 60204 Vertical units | TOPV TCNG | 15548 | EUR
490664 | Topvex TC15-R-HWH-B |  | 602 Topvex compact units | 60204 Vertical units | TOPV TCNG | 14474 | EUR
490665 | Topvex TC15-R-S |  | 602 Topvex compact units | 60204 Vertical units | TOPV TCNG | 17576 | EUR
490666 | Topvex TC15-R-EL4,2-S |  | 602 Topvex compact units | 60204 Vertical units | TOPV TCNG | 18391 | EUR
490667 | Topvex TC15-R-EL6,5-S |  | 602 Topvex compact units | 60204 Vertical units | TOPV TCNG | 18450 | EUR
490668 | Topvex TC15-R-EL9,6-S |  | 602 Topvex compact units | 60204 Vertical units | TOPV TCNG | 18474 | EUR
490669 | Topvex TC15-R-HWH-S |  | 602 Topvex compact units | 60204 Vertical units | TOPV TCNG | 17807 | EUR
566723 | Topvex TC15-E-L-B |  | 602 Topvex compact units | 60204 Vertical units | TOPV TCNG | 17213 | EUR
566724 | Topvex TC15-E-L-EL4,2-B |  | 602 Topvex compact units | 60204 Vertical units | TOPV TCNG | 19061 | EUR
566725 | Topvex TC15-E-L-EL6,5-B |  | 602 Topvex compact units | 60204 Vertical units | TOPV TCNG | 19089 | EUR
566726 | Topvex TC15-E-L-EL9,6-B |  | 602 Topvex compact units | 60204 Vertical units | TOPV TCNG | 19116 | EUR
566727 | Topvex TC15-E-L-HWH-B |  | 602 Topvex compact units | 60204 Vertical units | TOPV TCNG | 17903 | EUR
566728 | Topvex TC15-E-R-B |  | 602 Topvex compact units | 60204 Vertical units | TOPV TCNG | 17213 | EUR
566729 | Topvex TC15-E-R-EL4,2-B |  | 602 Topvex compact units | 60204 Vertical units | TOPV TCNG | 19061 | EUR
566730 | Topvex TC15-E-R-EL6,5-B |  | 602 Topvex compact units | 60204 Vertical units | TOPV TCNG | 19089 | EUR
566731 | Topvex TC15-E-R-EL9,6-B |  | 602 Topvex compact units | 60204 Vertical units | TOPV TCNG | 19116 | EUR
566732 | Topvex TC15-E-R-HWH-B |  | 602 Topvex compact units | 60204 Vertical units | TOPV TCNG | 17903 | EUR
566733 | Topvex TC20-E-L-B |  | 602 Topvex compact units | 60204 Vertical units | TOPV TCNG | 17241 | EUR
566734 | Topvex TC20-E-L-EL4,2-B |  | 602 Topvex compact units | 60204 Vertical units | TOPV TCNG | 19089 | EUR
566735 | Topvex TC20-E-L-EL6,5-B |  | 602 Topvex compact units | 60204 Vertical units | TOPV TCNG | 19116 | EUR
566736 | Topvex TC20-E-L-EL9,6-B |  | 602 Topvex compact units | 60204 Vertical units | TOPV TCNG | 19144 | EUR
566737 | Topvex TC20-E-L-HWH-B |  | 602 Topvex compact units | 60204 Vertical units | TOPV TCNG | 17930 | EUR
566738 | Topvex TC20-E-R-B |  | 602 Topvex compact units | 60204 Vertical units | TOPV TCNG | 17241 | EUR
566739 | Topvex TC20-E-R-EL4,2-B |  | 602 Topvex compact units | 60204 Vertical units | TOPV TCNG | 19089 | EUR
566740 | Topvex TC20-E-R-EL6,5-B |  | 602 Topvex compact units | 60204 Vertical units | TOPV TCNG | 19116 | EUR
566741 | Topvex TC20-E-R-EL9,6-B |  | 602 Topvex compact units | 60204 Vertical units | TOPV TCNG | 19144 | EUR
566742 | Topvex TC20-E-R-HWH-B |  | 602 Topvex compact units | 60204 Vertical units | TOPV TCNG | 17930 | EUR
566743 | Topvex TC25-E-L-B |  | 602 Topvex compact units | 60204 Vertical units | TOPV TCNG | 17985 | EUR
566744 | Topvex TC25-E-L-EL12-B |  | 602 Topvex compact units | 60204 Vertical units | TOPV TCNG | 19999 | EUR
566745 | Topvex TC25-E-L-EL6,5-B |  | 602 Topvex compact units | 60204 Vertical units | TOPV TCNG | 19861 | EUR
566746 | Topvex TC25-E-L-EL9,6-B |  | 602 Topvex compact units | 60204 Vertical units | TOPV TCNG | 19944 | EUR
566747 | Topvex TC25-E-L-HWH-B |  | 602 Topvex compact units | 60204 Vertical units | TOPV TCNG | 18896 | EUR
566748 | Topvex TC25-E-R-B |  | 602 Topvex compact units | 60204 Vertical units | TOPV TCNG | 17985 | EUR
566749 | Topvex TC25-E-R-EL12-B |  | 602 Topvex compact units | 60204 Vertical units | TOPV TCNG | 19999 | EUR
566750 | Topvex TC25-E-R-EL6,5-B |  | 602 Topvex compact units | 60204 Vertical units | TOPV TCNG | 19861 | EUR
566751 | Topvex TC25-E-R-EL9,6-B |  | 602 Topvex compact units | 60204 Vertical units | TOPV TCNG | 19944 | EUR
566752 | Topvex TC25-E-R-HWH-B |  | 602 Topvex compact units | 60204 Vertical units | TOPV TCNG | 18896 | EUR
566753 | Topvex TC30-E-L-B |  | 602 Topvex compact units | 60204 Vertical units | TOPV TCNG | 25654 | EUR
566754 | Topvex TC30-E-L-EL12-B |  | 602 Topvex compact units | 60204 Vertical units | TOPV TCNG | 27723 | EUR
566755 | Topvex TC30-E-L-EL18-B |  | 602 Topvex compact units | 60204 Vertical units | TOPV TCNG | 27833 | EUR
566756 | Topvex TC30-E-L-EL7,2-B |  | 602 Topvex compact units | 60204 Vertical units | TOPV TCNG | 27695 | EUR
566757 | Topvex TC30-E-L-HWH-B |  | 602 Topvex compact units | 60204 Vertical units | TOPV TCNG | 26482 | EUR
566758 | Topvex TC30-E-R-B |  | 602 Topvex compact units | 60204 Vertical units | TOPV TCNG | 25654 | EUR
566759 | Topvex TC30-E-R-EL12-B |  | 602 Topvex compact units | 60204 Vertical units | TOPV TCNG | 27723 | EUR
566760 | Topvex TC30-E-R-EL18-B |  | 602 Topvex compact units | 60204 Vertical units | TOPV TCNG | 27833 | EUR
566761 | Topvex TC30-E-R-EL7,2-B |  | 602 Topvex compact units | 60204 Vertical units | TOPV TCNG | 27695 | EUR
566762 | Topvex TC30-E-R-HWH-B |  | 602 Topvex compact units | 60204 Vertical units | TOPV TCNG | 26482 | EUR
566763 | Topvex TC35-E-L-B |  | 602 Topvex compact units | 60204 Vertical units | TOPV TCNG | 25985 | EUR
566764 | Topvex TC35-E-L-EL12-B |  | 602 Topvex compact units | 60204 Vertical units | TOPV TCNG | 28082 | EUR
566765 | Topvex TC35-E-L-EL18-B |  | 602 Topvex compact units | 60204 Vertical units | TOPV TCNG | 28192 | EUR
566766 | Topvex TC35-E-L-EL7,2-B |  | 602 Topvex compact units | 60204 Vertical units | TOPV TCNG | 28026 | EUR
566767 | Topvex TC35-E-L-HWH-B |  | 602 Topvex compact units | 60204 Vertical units | TOPV TCNG | 26895 | EUR
566768 | Topvex TC35-E-R-B |  | 602 Topvex compact units | 60204 Vertical units | TOPV TCNG | 25985 | EUR
566769 | Topvex TC35-E-R-EL12-B |  | 602 Topvex compact units | 60204 Vertical units | TOPV TCNG | 28082 | EUR
566770 | Topvex TC35-E-R-EL18-B |  | 602 Topvex compact units | 60204 Vertical units | TOPV TCNG | 28192 | EUR
566771 | Topvex TC35-E-R-EL7,2-B |  | 602 Topvex compact units | 60204 Vertical units | TOPV TCNG | 28026 | EUR
566772 | Topvex TC35-E-R-HWH-B |  | 602 Topvex compact units | 60204 Vertical units | TOPV TCNG | 26895 | EUR
566773 | Topvex TC50-E-L-B |  | 602 Topvex compact units | 60204 Vertical units | TOPV TCNG | 33626 | EUR
566774 | Topvex TC50-E-L-EL17-B |  | 602 Topvex compact units | 60204 Vertical units | TOPV TCNG | 35861 | EUR
566775 | Topvex TC50-E-L-EL9,6-B |  | 602 Topvex compact units | 60204 Vertical units | TOPV TCNG | 35723 | EUR
566776 | Topvex TC50-E-L-HWH-B |  | 602 Topvex compact units | 60204 Vertical units | TOPV TCNG | 34371 | EUR
566777 | Topvex TC50-E-R-B |  | 602 Topvex compact units | 60204 Vertical units | TOPV TCNG | 33626 | EUR
566778 | Topvex TC50-E-R-EL17-B |  | 602 Topvex compact units | 60204 Vertical units | TOPV TCNG | 35861 | EUR
566779 | Topvex TC50-E-R-EL9,6-B |  | 602 Topvex compact units | 60204 Vertical units | TOPV TCNG | 35723 | EUR
566780 | Topvex TC50-E-R-HWH-B |  | 602 Topvex compact units | 60204 Vertical units | TOPV TCNG | 34371 | EUR
566781 | Topvex TC60-E-L-B |  | 602 Topvex compact units | 60204 Vertical units | TOPV TCNG | 34040 | EUR
566782 | Topvex TC60-E-L-EL17-B |  | 602 Topvex compact units | 60204 Vertical units | TOPV TCNG | 36164 | EUR
566783 | Topvex TC60-E-L-EL9,6-B |  | 602 Topvex compact units | 60204 Vertical units | TOPV TCNG | 36136 | EUR
566784 | Topvex TC60-E-L-HWH-B |  | 602 Topvex compact units | 60204 Vertical units | TOPV TCNG | 35309 | EUR
566785 | Topvex TC60-E-R-B |  | 602 Topvex compact units | 60204 Vertical units | TOPV TCNG | 34040 | EUR
566786 | Topvex TC60-E-R-EL17-B |  | 602 Topvex compact units | 60204 Vertical units | TOPV TCNG | 36164 | EUR
566787 | Topvex TC60-E-R-EL9,6-B |  | 602 Topvex compact units | 60204 Vertical units | TOPV TCNG | 36136 | EUR
566788 | Topvex TC60-E-R-HWH-B |  | 602 Topvex compact units | 60204 Vertical units | TOPV TCNG | 35309 | EUR
566789 | Topvex TC70-E-L-B |  | 602 Topvex compact units | 60204 Vertical units | TOPV TCNG | 39447 | EUR
566790 | Topvex TC70-E-L-EL17-B |  | 602 Topvex compact units | 60204 Vertical units | TOPV TCNG | 41378 | EUR
566791 | Topvex TC70-E-L-HWH-B |  | 602 Topvex compact units | 60204 Vertical units | TOPV TCNG | 40467 | EUR
566792 | Topvex TC70-E-R-B |  | 602 Topvex compact units | 60204 Vertical units | TOPV TCNG | 39447 | EUR
566793 | Topvex TC70-E-R-EL17-B |  | 602 Topvex compact units | 60204 Vertical units | TOPV TCNG | 41378 | EUR
566794 | Topvex TC70-E-R-HWH-B |  | 602 Topvex compact units | 60204 Vertical units | TOPV TCNG | 40467 | EUR
459809 | Topvex TR50-L |  | 602 Topvex compact units | 60204 Vertical units | TOPV TRNG | 23897 | EUR
459810 | Topvex TR50-L-EL10,4 |  | 602 Topvex compact units | 60204 Vertical units | TOPV TRNG | 25338 | EUR
459812 | Topvex TR50-L-EL3,5 |  | 602 Topvex compact units | 60204 Vertical units | TOPV TRNG | 25109 | EUR
459814 | Topvex TR50-L-EL7,1 |  | 602 Topvex compact units | 60204 Vertical units | TOPV TRNG | 25218 | EUR
459816 | Topvex TR50-L-HWH |  | 602 Topvex compact units | 60204 Vertical units | TOPV TRNG | 24614 | EUR
459818 | Topvex TR50-R |  | 602 Topvex compact units | 60204 Vertical units | TOPV TRNG | 23897 | EUR
459819 | Topvex TR50-R-EL10,4 |  | 602 Topvex compact units | 60204 Vertical units | TOPV TRNG | 25338 | EUR
459821 | Topvex TR50-R-EL3,5 |  | 602 Topvex compact units | 60204 Vertical units | TOPV TRNG | 25109 | EUR
459823 | Topvex TR50-R-EL7,1 |  | 602 Topvex compact units | 60204 Vertical units | TOPV TRNG | 25218 | EUR
459825 | Topvex TR50-R-HWH |  | 602 Topvex compact units | 60204 Vertical units | TOPV TRNG | 24614 | EUR
460605 | Topvex TR20-L |  | 602 Topvex compact units | 60204 Vertical units | TOPV TRNG | 14109 | EUR
460606 | Topvex TR20-L-EL5,2 |  | 602 Topvex compact units | 60204 Vertical units | TOPV TRNG | 15328 | EUR
460608 | Topvex TR20-L-HWH |  | 602 Topvex compact units | 60204 Vertical units | TOPV TRNG | 14875 | EUR
460613 | Topvex TR20-R |  | 602 Topvex compact units | 60204 Vertical units | TOPV TRNG | 14109 | EUR
460614 | Topvex TR20-R-EL5,2 |  | 602 Topvex compact units | 60204 Vertical units | TOPV TRNG | 15328 | EUR
460616 | Topvex TR20-R-HWH |  | 602 Topvex compact units | 60204 Vertical units | TOPV TRNG | 14875 | EUR
460621 | Topvex TR25-L |  | 602 Topvex compact units | 60204 Vertical units | TOPV TRNG | 16308 | EUR
460622 | Topvex TR25-L-EL5,2 |  | 602 Topvex compact units | 60204 Vertical units | TOPV TRNG | 16928 | EUR
460624 | Topvex TR25-L-HWH |  | 602 Topvex compact units | 60204 Vertical units | TOPV TRNG | 17013 | EUR
460629 | Topvex TR25-R |  | 602 Topvex compact units | 60204 Vertical units | TOPV TRNG | 16308 | EUR
460630 | Topvex TR25-R-EL5,2 |  | 602 Topvex compact units | 60204 Vertical units | TOPV TRNG | 16928 | EUR
460632 | Topvex TR25-R-HWH |  | 602 Topvex compact units | 60204 Vertical units | TOPV TRNG | 17013 | EUR
460637 | Topvex TR35-L |  | 602 Topvex compact units | 60204 Vertical units | TOPV TRNG | 18332 | EUR
460638 | Topvex TR35-L-EL3,5 |  | 602 Topvex compact units | 60204 Vertical units | TOPV TRNG | 19356 | EUR
460639 | Topvex TR35-L-EL7,1 |  | 602 Topvex compact units | 60204 Vertical units | TOPV TRNG | 19449 | EUR
460641 | Topvex TR35-L-HWH |  | 602 Topvex compact units | 60204 Vertical units | TOPV TRNG | 19520 | EUR
460648 | Topvex TR35-R |  | 602 Topvex compact units | 60204 Vertical units | TOPV TRNG | 18332 | EUR
460649 | Topvex TR35-R-EL3,5 |  | 602 Topvex compact units | 60204 Vertical units | TOPV TRNG | 19356 | EUR
460650 | Topvex TR35-R-EL7,1 |  | 602 Topvex compact units | 60204 Vertical units | TOPV TRNG | 19449 | EUR
460652 | Topvex TR35-R-HWH |  | 602 Topvex compact units | 60204 Vertical units | TOPV TRNG | 19520 | EUR
460659 | Topvex TR60-L |  | 602 Topvex compact units | 60204 Vertical units | TOPV TRNG | 24007 | EUR
460660 | Topvex TR60-L-EL3,5 |  | 602 Topvex compact units | 60204 Vertical units | TOPV TRNG | 25218 | EUR
460661 | Topvex TR60-L-EL7,1 |  | 602 Topvex compact units | 60204 Vertical units | TOPV TRNG | 25328 | EUR
460662 | Topvex TR60-L-EL10,4 |  | 602 Topvex compact units | 60204 Vertical units | TOPV TRNG | 25447 | EUR
460664 | Topvex TR60-L-HWH |  | 602 Topvex compact units | 60204 Vertical units | TOPV TRNG | 24723 | EUR
460675 | Topvex TR60-R |  | 602 Topvex compact units | 60204 Vertical units | TOPV TRNG | 24007 | EUR
460676 | Topvex TR60-R-EL3,5 |  | 602 Topvex compact units | 60204 Vertical units | TOPV TRNG | 25218 | EUR
460677 | Topvex TR60-R-EL7,1 |  | 602 Topvex compact units | 60204 Vertical units | TOPV TRNG | 25328 | EUR
460678 | Topvex TR60-R-EL10,4 |  | 602 Topvex compact units | 60204 Vertical units | TOPV TRNG | 25447 | EUR
460680 | Topvex TR60-R-HWH |  | 602 Topvex compact units | 60204 Vertical units | TOPV TRNG | 24723 | EUR
460691 | Topvex TR70-L |  | 602 Topvex compact units | 60204 Vertical units | TOPV TRNG | 25511 | EUR
460692 | Topvex TR70-L-EL3,5 |  | 602 Topvex compact units | 60204 Vertical units | TOPV TRNG | 27270 | EUR
460693 | Topvex TR70-L-EL10,4 |  | 602 Topvex compact units | 60204 Vertical units | TOPV TRNG | 27314 | EUR
460694 | Topvex TR70-L-EL14,2 |  | 602 Topvex compact units | 60204 Vertical units | TOPV TRNG | 27426 | EUR
460696 | Topvex TR70-L-HWH |  | 602 Topvex compact units | 60204 Vertical units | TOPV TRNG | 26387 | EUR
460707 | Topvex TR70-R |  | 602 Topvex compact units | 60204 Vertical units | TOPV TRNG | 25511 | EUR
460708 | Topvex TR70-R-EL3,5 |  | 602 Topvex compact units | 60204 Vertical units | TOPV TRNG | 27270 | EUR
460709 | Topvex TR70-R-EL10,4 |  | 602 Topvex compact units | 60204 Vertical units | TOPV TRNG | 27314 | EUR
460710 | Topvex TR70-R-EL14,2 |  | 602 Topvex compact units | 60204 Vertical units | TOPV TRNG | 27426 | EUR
460712 | Topvex TR70-R-HWH |  | 602 Topvex compact units | 60204 Vertical units | TOPV TRNG | 26387 | EUR
460723 | Topvex TR80-L |  | 602 Topvex compact units | 60204 Vertical units | TOPV TRNG | 27444 | EUR
460724 | Topvex TR80-L-EL5,2 |  | 602 Topvex compact units | 60204 Vertical units | TOPV TRNG | 30145 | EUR
460725 | Topvex TR80-L-EL12,3 |  | 602 Topvex compact units | 60204 Vertical units | TOPV TRNG | 30244 | EUR
460728 | Topvex TR80-L-HWH |  | 602 Topvex compact units | 60204 Vertical units | TOPV TRNG | 29440 | EUR
460738 | Topvex TR80-R |  | 602 Topvex compact units | 60204 Vertical units | TOPV TRNG | 27444 | EUR
460739 | Topvex TR80-R-EL5,2 |  | 602 Topvex compact units | 60204 Vertical units | TOPV TRNG | 30145 | EUR
460740 | Topvex TR80-R-EL12,3 |  | 602 Topvex compact units | 60204 Vertical units | TOPV TRNG | 30244 | EUR
460743 | Topvex TR80-R-HWH |  | 602 Topvex compact units | 60204 Vertical units | TOPV TRNG | 29440 | EUR
461825 | Topvex TR30-L |  | 602 Topvex compact units | 60204 Vertical units | TOPV TRNG | 18299 | EUR
461826 | Topvex TR30-L-EL3,5 |  | 602 Topvex compact units | 60204 Vertical units | TOPV TRNG | 19323 | EUR
461827 | Topvex TR30-L-EL7,1 |  | 602 Topvex compact units | 60204 Vertical units | TOPV TRNG | 19417 | EUR
461829 | Topvex TR30-L-HWH |  | 602 Topvex compact units | 60204 Vertical units | TOPV TRNG | 19455 | EUR
461830 | Topvex TR30-R |  | 602 Topvex compact units | 60204 Vertical units | TOPV TRNG | 18299 | EUR
461831 | Topvex TR30-R-EL3,5 |  | 602 Topvex compact units | 60204 Vertical units | TOPV TRNG | 19323 | EUR
461832 | Topvex TR30-R-EL7,1 |  | 602 Topvex compact units | 60204 Vertical units | TOPV TRNG | 19417 | EUR
461834 | Topvex TR30-R-HWH |  | 602 Topvex compact units | 60204 Vertical units | TOPV TRNG | 19455 | EUR
462481 | Topvex TR20-S-L |  | 602 Topvex compact units | 60204 Vertical units | TOPV TRNG | 16585 | EUR
462482 | Topvex TR20-S-L-EL5,2 |  | 602 Topvex compact units | 60204 Vertical units | TOPV TRNG | 18588 | EUR
462484 | Topvex TR20-S-L-HWH |  | 602 Topvex compact units | 60204 Vertical units | TOPV TRNG | 17179 | EUR
462489 | Topvex TR20-S-R |  | 602 Topvex compact units | 60204 Vertical units | TOPV TRNG | 16585 | EUR
462490 | Topvex TR20-S-R-EL5,2 |  | 602 Topvex compact units | 60204 Vertical units | TOPV TRNG | 18588 | EUR
462492 | Topvex TR20-S-R-HWH |  | 602 Topvex compact units | 60204 Vertical units | TOPV TRNG | 17179 | EUR
462497 | Topvex TR25-S-L |  | 602 Topvex compact units | 60204 Vertical units | TOPV TRNG | 18137 | EUR
462498 | Topvex TR25-S-L-EL5,2 |  | 602 Topvex compact units | 60204 Vertical units | TOPV TRNG | 20194 | EUR
462500 | Topvex TR25-S-L-HWH |  | 602 Topvex compact units | 60204 Vertical units | TOPV TRNG | 18854 | EUR
462505 | Topvex TR25-S-R |  | 602 Topvex compact units | 60204 Vertical units | TOPV TRNG | 18137 | EUR
462506 | Topvex TR25-S-R-EL5,2 |  | 602 Topvex compact units | 60204 Vertical units | TOPV TRNG | 20194 | EUR
462508 | Topvex TR25-S-R-HWH |  | 602 Topvex compact units | 60204 Vertical units | TOPV TRNG | 18854 | EUR
462513 | Topvex TR35-S-L |  | 602 Topvex compact units | 60204 Vertical units | TOPV TRNG | 20699 | EUR
462514 | Topvex TR35-S-L-EL3,5 |  | 602 Topvex compact units | 60204 Vertical units | TOPV TRNG | 22720 | EUR
462515 | Topvex TR35-S-L-EL7,1 |  | 602 Topvex compact units | 60204 Vertical units | TOPV TRNG | 22752 | EUR
462517 | Topvex TR35-S-L-HWH |  | 602 Topvex compact units | 60204 Vertical units | TOPV TRNG | 21519 | EUR
462525 | Topvex TR35-S-R |  | 602 Topvex compact units | 60204 Vertical units | TOPV TRNG | 20699 | EUR
462526 | Topvex TR35-S-R-EL3,5 |  | 602 Topvex compact units | 60204 Vertical units | TOPV TRNG | 22720 | EUR
462527 | Topvex TR35-S-R-EL7,1 |  | 602 Topvex compact units | 60204 Vertical units | TOPV TRNG | 22752 | EUR
462529 | Topvex TR35-S-R-HWH |  | 602 Topvex compact units | 60204 Vertical units | TOPV TRNG | 21519 | EUR
462536 | Topvex TR60-S-L |  | 602 Topvex compact units | 60204 Vertical units | TOPV TRNG | 25924 | EUR
462537 | Topvex TR60-S-L-EL3,5 |  | 602 Topvex compact units | 60204 Vertical units | TOPV TRNG | 28226 | EUR
462538 | Topvex TR60-S-L-EL7,1 |  | 602 Topvex compact units | 60204 Vertical units | TOPV TRNG | 28197 | EUR
462539 | Topvex TR60-S-L-EL10,4 |  | 602 Topvex compact units | 60204 Vertical units | TOPV TRNG | 28370 | EUR
462541 | Topvex TR60-S-L-HWH |  | 602 Topvex compact units | 60204 Vertical units | TOPV TRNG | 26811 | EUR
462552 | Topvex TR60-S-R |  | 602 Topvex compact units | 60204 Vertical units | TOPV TRNG | 25924 | EUR
462553 | Topvex TR60-S-R-EL3,5 |  | 602 Topvex compact units | 60204 Vertical units | TOPV TRNG | 28226 | EUR
462554 | Topvex TR60-S-R-EL7,1 |  | 602 Topvex compact units | 60204 Vertical units | TOPV TRNG | 28197 | EUR
462555 | Topvex TR60-S-R-EL10,4 |  | 602 Topvex compact units | 60204 Vertical units | TOPV TRNG | 28370 | EUR
462557 | Topvex TR60-S-R-HWH |  | 602 Topvex compact units | 60204 Vertical units | TOPV TRNG | 26811 | EUR
462568 | Topvex TR70-S-L |  | 602 Topvex compact units | 60204 Vertical units | TOPV TRNG | 29767 | EUR
462569 | Topvex TR70-S-L-EL3,5 |  | 602 Topvex compact units | 60204 Vertical units | TOPV TRNG | 32338 | EUR
462570 | Topvex TR70-S-L-EL10,4 |  | 602 Topvex compact units | 60204 Vertical units | TOPV TRNG | 32341 | EUR
462571 | Topvex TR70-S-L-EL14,2 |  | 602 Topvex compact units | 60204 Vertical units | TOPV TRNG | 32374 | EUR
462573 | Topvex TR70-S-L-HWH |  | 602 Topvex compact units | 60204 Vertical units | TOPV TRNG | 30948 | EUR
462584 | Topvex TR70-S-R |  | 602 Topvex compact units | 60204 Vertical units | TOPV TRNG | 29767 | EUR
462585 | Topvex TR70-S-R-EL3,5 |  | 602 Topvex compact units | 60204 Vertical units | TOPV TRNG | 32338 | EUR
462586 | Topvex TR70-S-R-EL10,4 |  | 602 Topvex compact units | 60204 Vertical units | TOPV TRNG | 32341 | EUR
462587 | Topvex TR70-S-R-EL14,2 |  | 602 Topvex compact units | 60204 Vertical units | TOPV TRNG | 32374 | EUR
462589 | Topvex TR70-S-R-HWH |  | 602 Topvex compact units | 60204 Vertical units | TOPV TRNG | 30948 | EUR
462600 | Topvex TR80-S-L |  | 602 Topvex compact units | 60204 Vertical units | TOPV TRNG | 33355 | EUR
462601 | Topvex TR80-S-L-EL5,2 |  | 602 Topvex compact units | 60204 Vertical units | TOPV TRNG | 35917 | EUR
462602 | Topvex TR80-S-L-EL12,3 |  | 602 Topvex compact units | 60204 Vertical units | TOPV TRNG | 36007 | EUR
462605 | Topvex TR80-S-L-HWH |  | 602 Topvex compact units | 60204 Vertical units | TOPV TRNG | 34597 | EUR
462615 | Topvex TR80-S-R |  | 602 Topvex compact units | 60204 Vertical units | TOPV TRNG | 33355 | EUR
462616 | Topvex TR80-S-R-EL5,2 |  | 602 Topvex compact units | 60204 Vertical units | TOPV TRNG | 35917 | EUR
462617 | Topvex TR80-S-R-EL12,3 |  | 602 Topvex compact units | 60204 Vertical units | TOPV TRNG | 36007 | EUR
462621 | Topvex TR80-S-R-HWH |  | 602 Topvex compact units | 60204 Vertical units | TOPV TRNG | 34597 | EUR
462810 | Topvex TR30-S-L |  | 602 Topvex compact units | 60204 Vertical units | TOPV TRNG | 19738 | EUR
462811 | Topvex TR30-S-L-EL3,5 |  | 602 Topvex compact units | 60204 Vertical units | TOPV TRNG | 21761 | EUR
462812 | Topvex TR30-S-L-EL7,1 |  | 602 Topvex compact units | 60204 Vertical units | TOPV TRNG | 21792 | EUR
462814 | Topvex TR30-S-L-HWH |  | 602 Topvex compact units | 60204 Vertical units | TOPV TRNG | 20558 | EUR
462815 | Topvex TR30-S-R |  | 602 Topvex compact units | 60204 Vertical units | TOPV TRNG | 19738 | EUR
462816 | Topvex TR30-S-R-EL3,5 |  | 602 Topvex compact units | 60204 Vertical units | TOPV TRNG | 21761 | EUR
462817 | Topvex TR30-S-R-EL7,1 |  | 602 Topvex compact units | 60204 Vertical units | TOPV TRNG | 21792 | EUR
462819 | Topvex TR30-S-R-HWH |  | 602 Topvex compact units | 60204 Vertical units | TOPV TRNG | 20558 | EUR
462890 | Topvex TR50-S-L |  | 602 Topvex compact units | 60204 Vertical units | TOPV TRNG | 25930 | EUR
462891 | Topvex TR50-S-L-EL10,4 |  | 602 Topvex compact units | 60204 Vertical units | TOPV TRNG | 28375 | EUR
462893 | Topvex TR50-S-L-EL3,5 |  | 602 Topvex compact units | 60204 Vertical units | TOPV TRNG | 28233 | EUR
462895 | Topvex TR50-S-L-EL7,1 |  | 602 Topvex compact units | 60204 Vertical units | TOPV TRNG | 28203 | EUR
462897 | Topvex TR50-S-L-HWH |  | 602 Topvex compact units | 60204 Vertical units | TOPV TRNG | 26817 | EUR
462899 | Topvex TR50-S-R |  | 602 Topvex compact units | 60204 Vertical units | TOPV TRNG | 25930 | EUR
462900 | Topvex TR50-S-R-EL10,4 |  | 602 Topvex compact units | 60204 Vertical units | TOPV TRNG | 28375 | EUR
462902 | Topvex TR50-S-R-EL3,5 |  | 602 Topvex compact units | 60204 Vertical units | TOPV TRNG | 28233 | EUR
462904 | Topvex TR50-S-R-EL7,1 |  | 602 Topvex compact units | 60204 Vertical units | TOPV TRNG | 28203 | EUR
462906 | Topvex TR50-S-R-HWH |  | 602 Topvex compact units | 60204 Vertical units | TOPV TRNG | 26817 | EUR
477441 | Topvex TR15-L |  | 602 Topvex compact units | 60204 Vertical units | TOPV TRNG | 13962 | EUR
477442 | Topvex TR15-L-EL5,2 |  | 602 Topvex compact units | 60204 Vertical units | TOPV TRNG | 15180 | EUR
477444 | Topvex TR15-L-HWH |  | 602 Topvex compact units | 60204 Vertical units | TOPV TRNG | 14728 | EUR
477446 | Topvex TR15-R |  | 602 Topvex compact units | 60204 Vertical units | TOPV TRNG | 13962 | EUR
477447 | Topvex TR15-R-EL5,2 |  | 602 Topvex compact units | 60204 Vertical units | TOPV TRNG | 15180 | EUR
477449 | Topvex TR15-R-HWH |  | 602 Topvex compact units | 60204 Vertical units | TOPV TRNG | 14728 | EUR
477451 | Topvex TR15-S-L |  | 602 Topvex compact units | 60204 Vertical units | TOPV TRNG | 16449 | EUR
477452 | Topvex TR15-S-L-EL5,2 |  | 602 Topvex compact units | 60204 Vertical units | TOPV TRNG | 18453 | EUR
477454 | Topvex TR15-S-L-HWH |  | 602 Topvex compact units | 60204 Vertical units | TOPV TRNG | 17044 | EUR
477456 | Topvex TR15-S-R |  | 602 Topvex compact units | 60204 Vertical units | TOPV TRNG | 16449 | EUR
477457 | Topvex TR15-S-R-EL5,2 |  | 602 Topvex compact units | 60204 Vertical units | TOPV TRNG | 18453 | EUR
477459 | Topvex TR15-S-R-HWH |  | 602 Topvex compact units | 60204 Vertical units | TOPV TRNG | 17044 | EUR
566166 | Topvex TR75-L |  | 602 Topvex compact units | 60204 Vertical units | TOPV TRNG | 25654 | EUR
566167 | Topvex TR75-L-EL5,2 |  | 602 Topvex compact units | 60204 Vertical units | TOPV TRNG | 27585 | EUR
566169 | Topvex TR75-L-EL12,3 |  | 602 Topvex compact units | 60204 Vertical units | TOPV TRNG | 27861 | EUR
566170 | Topvex TR75-L-HWH |  | 602 Topvex compact units | 60204 Vertical units | TOPV TRNG | 26482 | EUR
566176 | Topvex TR75-R |  | 602 Topvex compact units | 60204 Vertical units | TOPV TRNG | 25654 | EUR
566177 | Topvex TR75-R-EL5,2 |  | 602 Topvex compact units | 60204 Vertical units | TOPV TRNG | 27585 | EUR
566179 | Topvex TR75-R-EL12,3 |  | 602 Topvex compact units | 60204 Vertical units | TOPV TRNG | 27861 | EUR
566180 | Topvex TR75-R-HWH |  | 602 Topvex compact units | 60204 Vertical units | TOPV TRNG | 26482 | EUR
566186 | Topvex TR75-S-L |  | 602 Topvex compact units | 60204 Vertical units | TOPV TRNG | 30344 | EUR
566187 | Topvex TR75-S-L-EL5,2 |  | 602 Topvex compact units | 60204 Vertical units | TOPV TRNG | 31999 | EUR
566189 | Topvex TR75-S-L-EL12,3 |  | 602 Topvex compact units | 60204 Vertical units | TOPV TRNG | 32274 | EUR
566190 | Topvex TR75-S-L-HWH |  | 602 Topvex compact units | 60204 Vertical units | TOPV TRNG | 31447 | EUR
566196 | Topvex TR75-S-R |  | 602 Topvex compact units | 60204 Vertical units | TOPV TRNG | 30344 | EUR
566197 | Topvex TR75-S-R-EL5,2 |  | 602 Topvex compact units | 60204 Vertical units | TOPV TRNG | 31999 | EUR
566199 | Topvex TR75-S-R-EL12,3 |  | 602 Topvex compact units | 60204 Vertical units | TOPV TRNG | 32274 | EUR
566200 | Topvex TR75-S-R-HWH |  | 602 Topvex compact units | 60204 Vertical units | TOPV TRNG | 31447 | EUR
486608 | Topvex SRHP 50 R |  | 602 Topvex compact units | 60205 Heat Pump | TOPV SRHP | 47032 | EUR
486609 | Topvex SRHP 50 L |  | 602 Topvex compact units | 60205 Heat Pump | TOPV SRHP | 47032 | EUR
486610 | Topvex SRHP 60 R |  | 602 Topvex compact units | 60205 Heat Pump | TOPV SRHP | 47909 | EUR
486611 | Topvex SRHP 60 L |  | 602 Topvex compact units | 60205 Heat Pump | TOPV SRHP | 47909 | EUR
486612 | Topvex SRHP 50 R EL |  | 602 Topvex compact units | 60205 Heat Pump | TOPV SRHP | 49369 | EUR
486613 | Topvex SRHP 50 L EL |  | 602 Topvex compact units | 60205 Heat Pump | TOPV SRHP | 49369 | EUR
486614 | Topvex SRHP 60 R EL |  | 602 Topvex compact units | 60205 Heat Pump | TOPV SRHP | 50830 | EUR
486615 | Topvex SRHP 60 L EL |  | 602 Topvex compact units | 60205 Heat Pump | TOPV SRHP | 50830 | EUR
486600 | Topvex TRHP 30 R |  | 602 Topvex compact units | 60205 Heat Pump | TOPV TRHP | 41190 | EUR
486601 | Topvex TRHP 30 L |  | 602 Topvex compact units | 60205 Heat Pump | TOPV TRHP | 41190 | EUR
486602 | Topvex TRHP 35 R |  | 602 Topvex compact units | 60205 Heat Pump | TOPV TRHP | 42066 | EUR
486603 | Topvex TRHP 35 L |  | 602 Topvex compact units | 60205 Heat Pump | TOPV TRHP | 42066 | EUR
486604 | Topvex TRHP 30 R EL |  | 602 Topvex compact units | 60205 Heat Pump | TOPV TRHP | 42942 | EUR
486605 | Topvex TRHP 30 L EL |  | 602 Topvex compact units | 60205 Heat Pump | TOPV TRHP | 42942 | EUR
486606 | Topvex TRHP 35 R EL |  | 602 Topvex compact units | 60205 Heat Pump | TOPV TRHP | 44111 | EUR
486607 | Topvex TRHP 35 L EL |  | 602 Topvex compact units | 60205 Heat Pump | TOPV TRHP | 44111 | EUR
230502 | MUB+FILTER 062 560EC |  | 603 Modular AHU | 603DE KK / KF (and other AHU from DE) | MUB+FILTER | 3930.48 | EUR
230506 | MUB+FILTER 062 630EC |  | 603 Modular AHU | 603DE KK / KF (and other AHU from DE) | MUB+FILTER | 3978.89 | EUR
238208 | MUB+FILTER 025 315EV |  | 603 Modular AHU | 603DE KK / KF (and other AHU from DE) | MUB+FILTER | 1465.69 | EUR
238209 | MUB+FILTER 025 355EV |  | 603 Modular AHU | 603DE KK / KF (and other AHU from DE) | MUB+FILTER | 1752.03 | EUR
238210 | MUB+FILTER 042 400EV |  | 603 Modular AHU | 603DE KK / KF (and other AHU from DE) | MUB+FILTER | 2096.05 | EUR
238211 | MUB+FILTER 042 450EV |  | 603 Modular AHU | 603DE KK / KF (and other AHU from DE) | MUB+FILTER | 2120.77 | EUR
238212 | MUB+FILTER 025 355DV |  | 603 Modular AHU | 603DE KK / KF (and other AHU from DE) | MUB+FILTER | 1601.65 | EUR
238213 | MUB+FILTER 025 355EC |  | 603 Modular AHU | 603DE KK / KF (and other AHU from DE) | MUB+FILTER | 2139.31 | EUR
238214 | MUB+FILTER 042 400DV |  | 603 Modular AHU | 603DE KK / KF (and other AHU from DE) | MUB+FILTER | 2248.49 | EUR
238215 | MUB+FILTER 042 400EC |  | 603 Modular AHU | 603DE KK / KF (and other AHU from DE) | MUB+FILTER | 2653.28 | EUR
238217 | MUB+FILTER 042 450EC |  | 603 Modular AHU | 603DE KK / KF (and other AHU from DE) | MUB+FILTER | 2778.94 | EUR
238219 | MUB+FILTER 042 500D4 |  | 603 Modular AHU | 603DE KK / KF (and other AHU from DE) | MUB+FILTER | 2257.76 | EUR
238220 | MUB+FILTER 062 560D4 |  | 603 Modular AHU | 603DE KK / KF (and other AHU from DE) | MUB+FILTER | 3057.04 | EUR
238221 | MUB+FILTER 062 630D4 50Hz |  | 603 Modular AHU | 603DE KK / KF (and other AHU from DE) | MUB+FILTER | 3346.47 | EUR
255130 | MUB+FILTER 100 630D4 |  | 603 Modular AHU | 603DE KK / KF (and other AHU from DE) | MUB+FILTER | 4755.51 | EUR
276522 | MUB+FILTER 042 450DV |  | 603 Modular AHU | 603DE KK / KF (and other AHU from DE) | MUB+FILTER | 1998.2 | EUR
277317 | MUB 042 400EC HEPA |  | 603 Modular AHU | 603DE KK / KF (and other AHU from DE) | MUB+FILTER | 6355.1 | EUR
455156 | MUB+FILTER 042 500EC |  | 603 Modular AHU | 603DE KK / KF (and other AHU from DE) | MUB+FILTER | 3234.2 | EUR
9831 | BTV 50-39 2-way valve |  | 606 Topvex Accessories | 60601 Shutters and Valves, Compact AHU | BTV | 410 | EUR
9108 | MTRS 25-10 3-ways valve |  | 606 Topvex Accessories | 60601 Shutters and Valves, Compact AHU | MTRS | 352 | EUR
206263 | Water-lock |  | 606 Topvex Accessories | 60601 Shutters and Valves, Compact AHU | WATER-LOCK | 67 | EUR
6323 | ZTR 15-0,25 3-way valve |  | 606 Topvex Accessories | 60601 Shutters and Valves, Compact AHU | ZTR | 96 | EUR
6573 | ZTR 15-0,6 valve 3-way |  | 606 Topvex Accessories | 60601 Shutters and Valves, Compact AHU | ZTR | 99 | EUR
9670 | ZTR 15-0,4 valve 3-way |  | 606 Topvex Accessories | 60601 Shutters and Valves, Compact AHU | ZTR | 99 | EUR
9672 | ZTR 15-1,0 valve 3-way |  | 606 Topvex Accessories | 60601 Shutters and Valves, Compact AHU | ZTR | 99 | EUR
9673 | ZTR 15-1,6 valve 3-way |  | 606 Topvex Accessories | 60601 Shutters and Valves, Compact AHU | ZTR | 99 | EUR
9674 | ZTR 20-2,0 valve 3-way |  | 606 Topvex Accessories | 60601 Shutters and Valves, Compact AHU | ZTR | 117 | EUR
9677 | ZTR 20-2,5 valve 3-way |  | 606 Topvex Accessories | 60601 Shutters and Valves, Compact AHU | ZTR | 117 | EUR
9678 | ZTR 20-4,0 valve 3-way |  | 606 Topvex Accessories | 60601 Shutters and Valves, Compact AHU | ZTR | 117 | EUR
9679 | ZTR 20-6,0 valve 3-way |  | 606 Topvex Accessories | 60601 Shutters and Valves, Compact AHU | ZTR | 117 | EUR
84656 | ZMD325-10 CONTR VALVE 3-WAY |  | 606 Topvex Accessories | 60601 Shutters and Valves, Compact AHU | ZTR | 204 | EUR
84657 | ZMD332-16 CONTR VALVE 3-WAY |  | 606 Topvex Accessories | 60601 Shutters and Valves, Compact AHU | ZTR | 388 | EUR
84658 | ZMD340-25 CONTR VALVE 3-WAY |  | 606 Topvex Accessories | 60601 Shutters and Valves, Compact AHU | ZTR | 422 | EUR
6322 | ZTV 15-0,25 2-way valve |  | 606 Topvex Accessories | 60601 Shutters and Valves, Compact AHU | ZTV | 89 | EUR
6571 | ZTV 15-0,6 2-way valve |  | 606 Topvex Accessories | 60601 Shutters and Valves, Compact AHU | ZTV | 89 | EUR
9823 | ZTV 15-1,0 2-way valve |  | 606 Topvex Accessories | 60601 Shutters and Valves, Compact AHU | ZTV | 89 | EUR
9824 | ZTV 15-1,6 2-way valve |  | 606 Topvex Accessories | 60601 Shutters and Valves, Compact AHU | ZTV | 89 | EUR
9825 | ZTV 20-2,5 2-way valve |  | 606 Topvex Accessories | 60601 Shutters and Valves, Compact AHU | ZTV | 105 | EUR
9826 | ZTV 20-4,0 2-way valve |  | 606 Topvex Accessories | 60601 Shutters and Valves, Compact AHU | ZTV | 105 | EUR
9827 | ZTV 20-6,0 2-way valve |  | 606 Topvex Accessories | 60601 Shutters and Valves, Compact AHU | ZTV | 105 | EUR
9829 | ZTV 15-0,4 2-way valve |  | 606 Topvex Accessories | 60601 Shutters and Valves, Compact AHU | ZTV | 89 | EUR
9830 | ZTV 20-2,0 2-way valve |  | 606 Topvex Accessories | 60601 Shutters and Valves, Compact AHU | ZTV | 105 | EUR
84649 | ZMD225-10 CONTR VALVE 2-WAY |  | 606 Topvex Accessories | 60601 Shutters and Valves, Compact AHU | ZTV | 204 | EUR
208997 | Control panel S-E3-DSP |  | 606 Topvex Accessories | 60604 Electrical Accessories, Compact AHU | CORRIGO | 205 | EUR
271778 | Room Controller ED-RUD FM |  | 606 Topvex Accessories | 60604 Electrical Accessories, Compact AHU | CORRIGO | 159 | EUR
271779 | Room Controller ED-RUD WM |  | 606 Topvex Accessories | 60604 Electrical Accessories, Compact AHU | CORRIGO | 159 | EUR
316350 | NaviPad extension cable 10m |  | 606 Topvex Accessories | 60604 Electrical Accessories, Compact AHU | CORRIGO | 56.65 | EUR
235331 | Control cabinet ext. kit 12m |  | 606 Topvex Accessories | 60604 Electrical Accessories, Compact AHU | EXT.CABLES | 606 | EUR
266145 | Control cabinet ext. kit 3m |  | 606 Topvex Accessories | 60604 Electrical Accessories, Compact AHU | EXT.CABLES | 209 | EUR
266146 | Control cabinet ext. kit 5m |  | 606 Topvex Accessories | 60604 Electrical Accessories, Compact AHU | EXT.CABLES | 282 | EUR
213044 | Safety switch OTP16T4M 4-pole |  | 606 Topvex Accessories | 60604 Electrical Accessories, Compact AHU | STY SWITCH | 207 | EUR
214940 | REV-3POL-7,5kW B/G |  | 606 Topvex Accessories | 60604 Electrical Accessories, Compact AHU | STY SWITCH | 40.17 | EUR
214941 | REV-3POL-15kW B/G |  | 606 Topvex Accessories | 60604 Electrical Accessories, Compact AHU | STY SWITCH | 97.85 | EUR
214942 | REV-3POL-22kW B/G |  | 606 Topvex Accessories | 60604 Electrical Accessories, Compact AHU | STY SWITCH | 142.14 | EUR
214943 | REV-3POL-37kW B/G |  | 606 Topvex Accessories | 60604 Electrical Accessories, Compact AHU | STY SWITCH | 280.16 | EUR
6773 | TG-D1/PT1000 Immersion sensor |  | 606 Topvex Accessories | 60604 Electrical Accessories, Compact AHU | TG-D1/PT.. | 44 | EUR
458177 | TG-K3/PT1000 with 10m cableSYS |  | 606 Topvex Accessories | 60604 Electrical Accessories, Compact AHU | TG-K | 53 | EUR
458176 | TG-KH3/PT1000 Duct sensor SYS |  | 606 Topvex Accessories | 60604 Electrical Accessories, Compact AHU | TG-KH1 | 53 | EUR
15043 | UG3-A4O Smoke detector |  | 606 Topvex Accessories | 60604 Electrical Accessories, Compact AHU | UG3 | 885 | EUR
127688 | CAV Air volume contr 0-2500Pa |  | 606 Topvex Accessories | 60604 Electrical Accessories, Compact AHU | VAV | 349 | EUR
156812 | VOC Room sensor RLQ-W |  | 606 Topvex Accessories | 60604 Electrical Accessories, Compact AHU | VOC | 396.55 | EUR
156813 | VOC Duct sensor KLQ-W |  | 606 Topvex Accessories | 60604 Electrical Accessories, Compact AHU | VOC | 509.85 | EUR
254995 | Topvex vibration foot set |  | 606 Topvex Accessories | 60605 Accessory kit´s, Compact AHU | ACC | 112.27 | EUR
131010 | Preheat.kit Topvex CB315 EL |  | 606 Topvex Accessories | 60605 Accessory kit´s, Compact AHU | CB | 2608 | EUR
131041 | Preheat.kit Topvex CB400 EL |  | 606 Topvex Accessories | 60605 Accessory kit´s, Compact AHU | CB | 2665 | EUR
131084 | Preheat.kit Topvex CB250 EL |  | 606 Topvex Accessories | 60605 Accessory kit´s, Compact AHU | CB | 2361 | EUR
190097 | Preheat.kit Topvex CB315 5kW |  | 606 Topvex Accessories | 60605 Accessory kit´s, Compact AHU | CB | 1964 | EUR
190098 | Preheat.kit Topvex RB50-25 5kW |  | 606 Topvex Accessories | 60605 Accessory kit´s, Compact AHU | CB | 2532 | EUR
190099 | Preheat.kit Topvex RB50-30 6kW |  | 606 Topvex Accessories | 60605 Accessory kit´s, Compact AHU | CB | 2547 | EUR
235132 | PH Topvex 9kW 400 |  | 606 Topvex Accessories | 60605 Accessory kit´s, Compact AHU | CB | 2004 | EUR
235486 | PH Topvex 9kW 315 |  | 606 Topvex Accessories | 60605 Accessory kit´s, Compact AHU | CB | 1999 | EUR
235487 | PH Topvex 12kW 400 |  | 606 Topvex Accessories | 60605 Accessory kit´s, Compact AHU | CB | 2306 | EUR
235489 | PH Topvex 6kW 315 |  | 606 Topvex Accessories | 60605 Accessory kit´s, Compact AHU | CB | 1536 | EUR
235581 | PH Topvex 7,5kW 500x250 |  | 606 Topvex Accessories | 60605 Accessory kit´s, Compact AHU | CB | 2039 | EUR
398471 | PH Topvex 4.5kW 400x200 |  | 606 Topvex Accessories | 60605 Accessory kit´s, Compact AHU | CB | 1636 | EUR
398472 | PH Topvex 9.0kW 500x250 |  | 606 Topvex Accessories | 60605 Accessory kit´s, Compact AHU | CB | 2176 | EUR
398473 | PH Topvex 11.5kW 600x350 |  | 606 Topvex Accessories | 60605 Accessory kit´s, Compact AHU | CB | 2412 | EUR
491394 | PH Topvex 5.0kW 300-150 |  | 606 Topvex Accessories | 60605 Accessory kit´s, Compact AHU | CB | 2579 | EUR
491395 | PH Topvex 9.0kW 400-200 |  | 606 Topvex Accessories | 60605 Accessory kit´s, Compact AHU | CB | 3082 | EUR
131043 | Preheat.kit Topvex RB60-30 EL |  | 606 Topvex Accessories | 60605 Accessory kit´s, Compact AHU | RB | 3394 | EUR
131045 | Preheat.kit Topvex RB60-40 EL |  | 606 Topvex Accessories | 60605 Accessory kit´s, Compact AHU | RB | 3890 | EUR
131047 | Preheat.kit Topvex RB60-50 EL |  | 606 Topvex Accessories | 60605 Accessory kit´s, Compact AHU | RB | 4239 | EUR
131085 | Preheat.kit Topvex RB50-25 EL |  | 606 Topvex Accessories | 60605 Accessory kit´s, Compact AHU | RB | 3059 | EUR
131086 | Preheat.kit Topvex RB50-30 EL |  | 606 Topvex Accessories | 60605 Accessory kit´s, Compact AHU | RB | 3120 | EUR
235133 | PH Topvex 12kW 500x400 |  | 606 Topvex Accessories | 60605 Accessory kit´s, Compact AHU | RB | 3175 | EUR
235134 | PH Topvex 15kW 700x400 |  | 606 Topvex Accessories | 60605 Accessory kit´s, Compact AHU | RB | 3435 | EUR
235135 | PH Topvex 21kW 800x400 |  | 606 Topvex Accessories | 60605 Accessory kit´s, Compact AHU | RB | 4490 | EUR
235136 | PH Topvex 17kW 500x400 |  | 606 Topvex Accessories | 60605 Accessory kit´s, Compact AHU | RB | 3446 | EUR
235137 | PH Topvex 25kW 700x400 |  | 606 Topvex Accessories | 60605 Accessory kit´s, Compact AHU | RB | 4737 | EUR
235138 | PH Topvex 32kW 800x400 |  | 606 Topvex Accessories | 60605 Accessory kit´s, Compact AHU | RB | 5579 | EUR
235488 | PH Topvex 12kW 500x250 |  | 606 Topvex Accessories | 60605 Accessory kit´s, Compact AHU | RB | 3003 | EUR
491396 | PH Topvex 15kW 500-250 |  | 606 Topvex Accessories | 60605 Accessory kit´s, Compact AHU | RB | 3335 | EUR
491397 | PH Topvex 20kW 600-300 |  | 606 Topvex Accessories | 60605 Accessory kit´s, Compact AHU | RB | 4541 | EUR
491398 | PH Topvex 33kW 800-350 |  | 606 Topvex Accessories | 60605 Accessory kit´s, Compact AHU | RB | 6528 | EUR
399512 | Corrigo E28 replacement KIT |  | 606 Topvex Accessories | 60605 Accessory kit´s, Compact AHU | SP6 MEPA | 668.47 | EUR
281199 | Condensate Pump - Maxi 35 |  | 606 Topvex Accessories | 60605 Accessory kit´s, Compact AHU | SYSPLIT | 461 | EUR
145946 | VAV Air Volume Control |  | 606 Topvex Accessories | 60605 Accessory kit´s, Compact AHU | VAV | 432 | EUR
466542 | VAV Air Volume Control Single |  | 606 Topvex Accessories | 60605 Accessory kit´s, Compact AHU | VAV | 327 | EUR
205527 | BFRO SR06 Filter ePM10 60% |  | 606 Topvex Accessories | 60607 Filters, Compact AHU | BFRO | 182 | EUR
205528 | BFRO SR06 Filter ePM1 60% |  | 606 Topvex Accessories | 60607 Filters, Compact AHU | BFRO | 196 | EUR
205564 | BFRO SR03 Filter ePM10 60% |  | 606 Topvex Accessories | 60607 Filters, Compact AHU | BFRO | 147 | EUR
205565 | BFRO SR03 Filter ePM1 60% |  | 606 Topvex Accessories | 60607 Filters, Compact AHU | BFRO | 161 | EUR
203515 | BFT 1000/TR03 Filter ePM10 60% |  | 606 Topvex Accessories | 60607 Filters, Compact AHU | BFT | 116 | EUR
203516 | BFT 1000/TR03 Filter ePM1 60% |  | 606 Topvex Accessories | 60607 Filters, Compact AHU | BFT | 142 | EUR
204215 | BFT 2000 Filter ePM1 60% |  | 606 Topvex Accessories | 60607 Filters, Compact AHU | BFT | 222 | EUR
205001 | BFT TR15 Filter ePM10 60% |  | 606 Topvex Accessories | 60607 Filters, Compact AHU | BFT | 154 | EUR
205002 | BFT TR15 Filter ePM1 60% |  | 606 Topvex Accessories | 60607 Filters, Compact AHU | BFT | 180 | EUR
205006 | BFT TR09 Filter ePM1 60% |  | 606 Topvex Accessories | 60607 Filters, Compact AHU | BFT | 94 | EUR
205295 | BFT TR06 Filter ePM1 60% |  | 606 Topvex Accessories | 60607 Filters, Compact AHU | BFT | 120 | EUR
206775 | BFT FR03 Filter ePM10 60% |  | 606 Topvex Accessories | 60607 Filters, Compact AHU | BFT | 118 | EUR
206776 | BFT FR03 Filter ePM1 60% |  | 606 Topvex Accessories | 60607 Filters, Compact AHU | BFT | 128 | EUR
213211 | BFT SC20 Filter Sup ePM1 60% |  | 606 Topvex Accessories | 60607 Filters, Compact AHU | BFT | 185 | EUR
213212 | BFT SC20 Filter Ext ePM10 60% |  | 606 Topvex Accessories | 60607 Filters, Compact AHU | BFT | 68 | EUR
213213 | BFT TC/SR20Filter Sup ePM1 60% |  | 606 Topvex Accessories | 60607 Filters, Compact AHU | BFT | 136 | EUR
213214 | BFT TC/SR20Filt. Ext ePM10 60% |  | 606 Topvex Accessories | 60607 Filters, Compact AHU | BFT | 64 | EUR
213215 | BFT SC25 Filter Sup ePM1 60% |  | 606 Topvex Accessories | 60607 Filters, Compact AHU | BFT | 197 | EUR
213216 | BFT SC25 Filter Ext ePM10 60% |  | 606 Topvex Accessories | 60607 Filters, Compact AHU | BFT | 70 | EUR
213217 | BFT TC25 Filter Sup ePM1 60% |  | 606 Topvex Accessories | 60607 Filters, Compact AHU | BFT | 194 | EUR
213218 | BFT TC25 Filter Ext ePM10 60% |  | 606 Topvex Accessories | 60607 Filters, Compact AHU | BFT | 64 | EUR
213219 | BFT SC30/35 Filt Sup ePM1 60% |  | 606 Topvex Accessories | 60607 Filters, Compact AHU | BFT | 220 | EUR
213220 | BFT SC30/35 Filt Ext ePM10 60% |  | 606 Topvex Accessories | 60607 Filters, Compact AHU | BFT | 94 | EUR
213221 | BFT TC30/35 Filt Sup ePM1 60% |  | 606 Topvex Accessories | 60607 Filters, Compact AHU | BFT | 205 | EUR
213222 | BFT TC30/35 Filt Ext ePM10 60% |  | 606 Topvex Accessories | 60607 Filters, Compact AHU | BFT | 80 | EUR
213223 | BFT SC50/60 Filt Sup ePM1 60% |  | 606 Topvex Accessories | 60607 Filters, Compact AHU | BFT | 254 | EUR
213224 | BFT SC50/60 Filt Ext ePM10 60% |  | 606 Topvex Accessories | 60607 Filters, Compact AHU | BFT | 71 | EUR
213225 | BFT TC50/60 Filt Sup ePM1 60% |  | 606 Topvex Accessories | 60607 Filters, Compact AHU | BFT | 239 | EUR
213226 | BFT TC50/60 Filt Ext ePM10 60% |  | 606 Topvex Accessories | 60607 Filters, Compact AHU | BFT | 67 | EUR
213227 | BFT SC70 Filter Sup ePM1 60% |  | 606 Topvex Accessories | 60607 Filters, Compact AHU | BFT | 265 | EUR
213228 | BFT SC70 Filter Ext ePM10 60% |  | 606 Topvex Accessories | 60607 Filters, Compact AHU | BFT | 82 | EUR
213229 | BFT TC70 Filter Sup ePM1 60% |  | 606 Topvex Accessories | 60607 Filters, Compact AHU | BFT | 258 | EUR
213230 | BFT TC70 Filter Ext ePM10 60% |  | 606 Topvex Accessories | 60607 Filters, Compact AHU | BFT | 72 | EUR
247394 | BFT TR25 Filter Sup ePM1 60% |  | 606 Topvex Accessories | 60607 Filters, Compact AHU | BFT | 190 | EUR
247395 | BFT TR25 Filter Ext ePM10 60% |  | 606 Topvex Accessories | 60607 Filters, Compact AHU | BFT | 154 | EUR
247396 | BFT SR25 Filter Sup ePM1 60% |  | 606 Topvex Accessories | 60607 Filters, Compact AHU | BFT | 154 | EUR
247397 | BFT SR25 Filter Ext ePM10 60% |  | 606 Topvex Accessories | 60607 Filters, Compact AHU | BFT | 135 | EUR
248002 | BFT SR/TR50-60 Sup ePM1 60% |  | 606 Topvex Accessories | 60607 Filters, Compact AHU | BFT | 172 | EUR
248003 | BFT SR50/60 Filt Ext ePM10 60% |  | 606 Topvex Accessories | 60607 Filters, Compact AHU | BFT | 174 | EUR
248004 | BFT TR50/60 Filt Ext ePM10 60% |  | 606 Topvex Accessories | 60607 Filters, Compact AHU | BFT | 159 | EUR
251085 | BFT TR20 Filter Sup ePM1 60% |  | 606 Topvex Accessories | 60607 Filters, Compact AHU | BFT | 185 | EUR
251086 | BFT TR20 Filter Ext ePM10 60% |  | 606 Topvex Accessories | 60607 Filters, Compact AHU | BFT | 154 | EUR
251383 | BFT TR30/35 Filt Sup ePM1 60% |  | 606 Topvex Accessories | 60607 Filters, Compact AHU | BFT | 209 | EUR
251384 | BFT TR30/35 Filt Ext ePM10 60% |  | 606 Topvex Accessories | 60607 Filters, Compact AHU | BFT | 154 | EUR
251739 | BFT SR30/35 Filt Sup ePM1 60% |  | 606 Topvex Accessories | 60607 Filters, Compact AHU | BFT | 209 | EUR
251740 | BFT SR35 Filter Ext ePM10 60% |  | 606 Topvex Accessories | 60607 Filters, Compact AHU | BFT | 161 | EUR
252084 | BFT SR/TR70Filter Sup ePM1 60% |  | 606 Topvex Accessories | 60607 Filters, Compact AHU | BFT | 191 | EUR
252085 | BFT SR70 Filter Ext ePM10 60% |  | 606 Topvex Accessories | 60607 Filters, Compact AHU | BFT | 187 | EUR
252086 | BFT TR70 Filter Ext ePM10 60% |  | 606 Topvex Accessories | 60607 Filters, Compact AHU | BFT | 164 | EUR
252122 | BFT SR/TR80Filter Sup ePM1 60% |  | 606 Topvex Accessories | 60607 Filters, Compact AHU | BFT | 326 | EUR
252123 | BFT TR80 Filter Ext ePM10 60% |  | 606 Topvex Accessories | 60607 Filters, Compact AHU | BFT | 174 | EUR
255108 | BFT SR/TR 70 Sup ePM 2,5 50% |  | 606 Topvex Accessories | 60607 Filters, Compact AHU | BFT | 187 | EUR
255114 | BFT SR/TR 80 Sup ePM 2,5 50% |  | 606 Topvex Accessories | 60607 Filters, Compact AHU | BFT | 198 | EUR
266265 | BFT SR80 Filter Ext ePM10 60% |  | 606 Topvex Accessories | 60607 Filters, Compact AHU | BFT | 194 | EUR
490810 | CFT TRHP30/35 Sup ePM1 60% |  | 606 Topvex Accessories | 60607 Filters, Compact AHU | BFT | 439 | EUR
490811 | CFT TRHP30/35 Ext ePM10 60% |  | 606 Topvex Accessories | 60607 Filters, Compact AHU | BFT | 439 | EUR
282050 | PFT TC/SR 20 Filter |  | 606 Topvex Accessories | 60607 Filters, Compact AHU | CFT | 74 | EUR
282051 | PFT TC 25 Filter |  | 606 Topvex Accessories | 60607 Filters, Compact AHU | CFT | 80 | EUR
282052 | PFT TC30/35 Filter |  | 606 Topvex Accessories | 60607 Filters, Compact AHU | CFT | 91 | EUR
282053 | PFT TC 60 Filter |  | 606 Topvex Accessories | 60607 Filters, Compact AHU | CFT | 96 | EUR
282054 | PFT TC 70 Filter |  | 606 Topvex Accessories | 60607 Filters, Compact AHU | CFT | 106 | EUR
282055 | PFT SC20 Filter |  | 606 Topvex Accessories | 60607 Filters, Compact AHU | CFT | 60 | EUR
282056 | PFT SC25 Filter |  | 606 Topvex Accessories | 60607 Filters, Compact AHU | CFT | 80 | EUR
282057 | PFT SC30/35 Filter |  | 606 Topvex Accessories | 60607 Filters, Compact AHU | CFT | 91 | EUR
282058 | PFT SC50/60 Filter |  | 606 Topvex Accessories | 60607 Filters, Compact AHU | CFT | 96 | EUR
282059 | PFT SC70 Filter |  | 606 Topvex Accessories | 60607 Filters, Compact AHU | CFT | 106 | EUR
282060 | PFT TR 20 Filter |  | 606 Topvex Accessories | 60607 Filters, Compact AHU | CFT | 60 | EUR
282061 | PFT TR 25 Filter |  | 606 Topvex Accessories | 60607 Filters, Compact AHU | CFT | 91 | EUR
282062 | PFT TR30/35 Filter |  | 606 Topvex Accessories | 60607 Filters, Compact AHU | CFT | 96 | EUR
282063 | PFT FC10 Filter |  | 606 Topvex Accessories | 60607 Filters, Compact AHU | CFT | 47 | EUR
282064 | PFT FC15 Filter |  | 606 Topvex Accessories | 60607 Filters, Compact AHU | CFT | 53 | EUR
282065 | PFT FC20 Filter |  | 606 Topvex Accessories | 60607 Filters, Compact AHU | CFT | 67 | EUR
282066 | PFT FC25 Filter |  | 606 Topvex Accessories | 60607 Filters, Compact AHU | CFT | 72 | EUR
282067 | PFT SR 25 Filter |  | 606 Topvex Accessories | 60607 Filters, Compact AHU | CFT | 91 | EUR
282068 | PFT SR 30/35 |  | 606 Topvex Accessories | 60607 Filters, Compact AHU | CFT | 96 | EUR
282069 | PFT SR/TR 50/60 Filter |  | 606 Topvex Accessories | 60607 Filters, Compact AHU | CFT | 106 | EUR
282070 | PFT SR/TR 70 Filter |  | 606 Topvex Accessories | 60607 Filters, Compact AHU | CFT | 112 | EUR
282071 | PFT SR/TR 80 Filter |  | 606 Topvex Accessories | 60607 Filters, Compact AHU | CFT | 122 | EUR
399701 | CFT FC10 Filter Sup ePM1 60% |  | 606 Topvex Accessories | 60607 Filters, Compact AHU | CFT | 124 | EUR
399702 | CFT FC15 Filter Sup ePM1 60% |  | 606 Topvex Accessories | 60607 Filters, Compact AHU | CFT | 155 | EUR
399703 | CFT FC20 Filter Sup ePM1 60% |  | 606 Topvex Accessories | 60607 Filters, Compact AHU | CFT | 220 | EUR
399704 | CFT FC25 Filter Sup ePM1 60% |  | 606 Topvex Accessories | 60607 Filters, Compact AHU | CFT | 275 | EUR
399705 | CFT FC10 Filter Ext ePM10 60% |  | 606 Topvex Accessories | 60607 Filters, Compact AHU | CFT | 120 | EUR
399706 | CFT FC15 Filter Ext ePM10 60% |  | 606 Topvex Accessories | 60607 Filters, Compact AHU | CFT | 151 | EUR
399707 | CFT FC20 Filter Ext ePM10 60% |  | 606 Topvex Accessories | 60607 Filters, Compact AHU | CFT | 211 | EUR
399708 | CFT FC25 Filter Ext ePM10 60% |  | 606 Topvex Accessories | 60607 Filters, Compact AHU | CFT | 264 | EUR
458390 | CFT FS10 Filter ePM1 60% |  | 606 Topvex Accessories | 60607 Filters, Compact AHU | CFT | 134 | EUR
458391 | CFT FS20 Filter ePM1 60% |  | 606 Topvex Accessories | 60607 Filters, Compact AHU | CFT | 164 | EUR
458392 | CFT FS30 Filter ePM1 60% |  | 606 Topvex Accessories | 60607 Filters, Compact AHU | CFT | 219 | EUR
458393 | CFT FS40 Filter ePM1 60% |  | 606 Topvex Accessories | 60607 Filters, Compact AHU | CFT | 291 | EUR
458394 | CFT FS50 Filter ePM1 60% |  | 606 Topvex Accessories | 60607 Filters, Compact AHU | CFT | 390 | EUR
465024 | PFT FS10 Filter |  | 606 Topvex Accessories | 60607 Filters, Compact AHU | CFT | 51 | EUR
465025 | PFT FS20 Filter |  | 606 Topvex Accessories | 60607 Filters, Compact AHU | CFT | 55 | EUR
465026 | PFT FS30 Filter |  | 606 Topvex Accessories | 60607 Filters, Compact AHU | CFT | 58 | EUR
465027 | PFT FS40 Filter |  | 606 Topvex Accessories | 60607 Filters, Compact AHU | CFT | 65 | EUR
465028 | PFT FS50 Filter |  | 606 Topvex Accessories | 60607 Filters, Compact AHU | CFT | 74 | EUR
474000 | CFT FR10 Filter Sup ePM1 60% |  | 606 Topvex Accessories | 60607 Filters, Compact AHU | CFT | 128 | EUR
474001 | CFT FR20 Filter Sup ePM1 60% |  | 606 Topvex Accessories | 60607 Filters, Compact AHU | CFT | 177 | EUR
474002 | CFT FR30 Filter Sup ePM1 60% |  | 606 Topvex Accessories | 60607 Filters, Compact AHU | CFT | 220 | EUR
474003 | CFT FR40 Filter Sup ePM1 60% |  | 606 Topvex Accessories | 60607 Filters, Compact AHU | CFT | 271 | EUR
474004 | CFT FR50 Filter Sup ePM1 60% |  | 606 Topvex Accessories | 60607 Filters, Compact AHU | CFT | 439 | EUR
474005 | CFT FR10 Filter Ext ePM10 60% |  | 606 Topvex Accessories | 60607 Filters, Compact AHU | CFT | 125 | EUR
474006 | CFT FR20 Filter Ext ePM10 60% |  | 606 Topvex Accessories | 60607 Filters, Compact AHU | CFT | 172 | EUR
474007 | CFT FR30 Filter Ext ePM10 60% |  | 606 Topvex Accessories | 60607 Filters, Compact AHU | CFT | 210 | EUR
474008 | CFT FR40 Filter Ext ePM10 60% |  | 606 Topvex Accessories | 60607 Filters, Compact AHU | CFT | 259 | EUR
474009 | CFT FR50 Filter Ext ePM10 60% |  | 606 Topvex Accessories | 60607 Filters, Compact AHU | CFT | 431 | EUR
474010 | PFT FR10 Filter |  | 606 Topvex Accessories | 60607 Filters, Compact AHU | CFT | 48 | EUR
474011 | PFT FR20 Filter |  | 606 Topvex Accessories | 60607 Filters, Compact AHU | CFT | 68 | EUR
474012 | PFT FR30 Filter |  | 606 Topvex Accessories | 60607 Filters, Compact AHU | CFT | 82 | EUR
474013 | PFT FR40 Filter |  | 606 Topvex Accessories | 60607 Filters, Compact AHU | CFT | 105 | EUR
474014 | PFT FR50 Filter |  | 606 Topvex Accessories | 60607 Filters, Compact AHU | CFT | 134 | EUR
490812 | PFT TRHP30/35 |  | 606 Topvex Accessories | 60607 Filters, Compact AHU | CFT | 131 | EUR
277390 | BFT Deltri+ 1000/TR03 Filt Ext |  | 606 Topvex Accessories | 60607 Filters, Compact AHU | DELTRI + | 128 | EUR
277391 | BFT Deltri+ SR03 Filter Ext |  | 606 Topvex Accessories | 60607 Filters, Compact AHU | DELTRI + | 217 | EUR
277392 | BFT Deltri+ 1500/TR04 Filt Ext |  | 606 Topvex Accessories | 60607 Filters, Compact AHU | DELTRI + | 156 | EUR
277400 | BFT Deltri+ TR06 Filter Ext |  | 606 Topvex Accessories | 60607 Filters, Compact AHU | DELTRI + | 291 | EUR
277401 | BFT Deltri+ SR06 Filter Ext |  | 606 Topvex Accessories | 60607 Filters, Compact AHU | DELTRI + | 349 | EUR
277402 | BFT Deltri+ TR09 Filter Ext |  | 606 Topvex Accessories | 60607 Filters, Compact AHU | DELTRI + | 192 | EUR
277403 | BFT Deltri+ SR09 Filter Ext |  | 606 Topvex Accessories | 60607 Filters, Compact AHU | DELTRI + | 218 | EUR
277404 | BFT Deltri+ TR12 Filter Ext |  | 606 Topvex Accessories | 60607 Filters, Compact AHU | DELTRI + | 212 | EUR
277405 | BFT Deltri+ SR11 Filter Ext |  | 606 Topvex Accessories | 60607 Filters, Compact AHU | DELTRI + | 231 | EUR
277408 | BFT Deltri+ TR15 Filter Ext |  | 606 Topvex Accessories | 60607 Filters, Compact AHU | DELTRI + | 244 | EUR
277409 | BFT Deltri+ FC02 Filter Ext |  | 606 Topvex Accessories | 60607 Filters, Compact AHU | DELTRI + | 249 | EUR
277410 | BFT Deltri+ FC04 Filter Ext |  | 606 Topvex Accessories | 60607 Filters, Compact AHU | DELTRI + | 150 | EUR
277411 | BFT Deltri+ FC06 Filter Ext |  | 606 Topvex Accessories | 60607 Filters, Compact AHU | DELTRI + | 205 | EUR
277412 | BFT Deltri+ FR03 Filter Ext |  | 606 Topvex Accessories | 60607 Filters, Compact AHU | DELTRI + | 170 | EUR
277413 | BFT Deltri+ FR06 Filter Ext |  | 606 Topvex Accessories | 60607 Filters, Compact AHU | DELTRI + | 249 | EUR
277414 | BFT Deltri+ FR08 Filter Ext |  | 606 Topvex Accessories | 60607 Filters, Compact AHU | DELTRI + | 304 | EUR
277415 | BFT Deltri+ FR11 Filter Ext |  | 606 Topvex Accessories | 60607 Filters, Compact AHU | DELTRI + | 433 | EUR
277416 | BFT Deltri+ SC03/04 Filter Ext |  | 606 Topvex Accessories | 60607 Filters, Compact AHU | DELTRI + | 132 | EUR
277417 | BFT Deltri+ SC06 Filter Ext |  | 606 Topvex Accessories | 60607 Filters, Compact AHU | DELTRI + | 156 | EUR
277418 | BFT Deltri+ SC08/11 Filter Ext |  | 606 Topvex Accessories | 60607 Filters, Compact AHU | DELTRI + | 204 | EUR
890761 | BFT Deltri+ TR20 Filter Ext |  | 606 Topvex Accessories | 60607 Filters, Compact AHU | DELTRI + | 204 | EUR
890762 | BFT Deltri+ SR25 Filter Ext |  | 606 Topvex Accessories | 60607 Filters, Compact AHU | DELTRI + | 254 | EUR
890763 | BFT Deltri+ TR25 Filter Ext |  | 606 Topvex Accessories | 60607 Filters, Compact AHU | DELTRI + | 232 | EUR
890764 | BFT Deltri+ SR30/35 Filter Ext |  | 606 Topvex Accessories | 60607 Filters, Compact AHU | DELTRI + | 318 | EUR
890765 | BFT Deltri+ TR30/35 Filter Ext |  | 606 Topvex Accessories | 60607 Filters, Compact AHU | DELTRI + | 250 | EUR
890766 | BFT Deltri+ SR50/60 Filter Ext |  | 606 Topvex Accessories | 60607 Filters, Compact AHU | DELTRI + | 210 | EUR
890767 | BFT Deltri+ TR50/60 Filter Ext |  | 606 Topvex Accessories | 60607 Filters, Compact AHU | DELTRI + | 172 | EUR
890768 | BFT Deltri+ SR70 Filter Ext |  | 606 Topvex Accessories | 60607 Filters, Compact AHU | DELTRI + | 259 | EUR
890769 | BFT Deltri+ TR70 Filter Ext |  | 606 Topvex Accessories | 60607 Filters, Compact AHU | DELTRI + | 202 | EUR
890770 | BFT Deltri+ TR80 Filter Ext |  | 606 Topvex Accessories | 60607 Filters, Compact AHU | DELTRI + | 217 | EUR
890771 | BFT Deltri+ SR80 Filter Ext |  | 606 Topvex Accessories | 60607 Filters, Compact AHU | DELTRI + | 328 | EUR
890772 | BFT Deltri+ SR100 Filter Ext |  | 606 Topvex Accessories | 60607 Filters, Compact AHU | DELTRI + | 424 | EUR
890773 | BFT Deltri+ SC20 Filter Ext |  | 606 Topvex Accessories | 60607 Filters, Compact AHU | DELTRI + | 268 | EUR
890775 | BFT Deltri+ SC30/35 Filter Ext |  | 606 Topvex Accessories | 60607 Filters, Compact AHU | DELTRI + | 371 | EUR
890776 | BFT Deltri+ SC50/60 Filter Ext |  | 606 Topvex Accessories | 60607 Filters, Compact AHU | DELTRI + | 258 | EUR
890777 | BFT Deltri+ SC70 Filter Ext |  | 606 Topvex Accessories | 60607 Filters, Compact AHU | DELTRI + | 332 | EUR
890778 | BFT Deltri+ TC20/SR20 Ext |  | 606 Topvex Accessories | 60607 Filters, Compact AHU | DELTRI + | 223 | EUR
890779 | BFT Deltri+ TC25 Filter Ext |  | 606 Topvex Accessories | 60607 Filters, Compact AHU | DELTRI + | 255 | EUR
890780 | BFT Deltri+ TC30/35 Filter Exh |  | 606 Topvex Accessories | 60607 Filters, Compact AHU | DELTRI + | 320 | EUR
890781 | BFT Deltri+ TC50/60 Filter Exh |  | 606 Topvex Accessories | 60607 Filters, Compact AHU | DELTRI + | 219 | EUR
890782 | BFT Deltri+ TC70 Filter Exh. |  | 606 Topvex Accessories | 60607 Filters, Compact AHU | DELTRI + | 280 | EUR
303571 | filter panel-042 M5/ePM10 60% |  | 606 Topvex Accessories | 60607 Filters, Compact AHU | KKF | 207.03 | EUR
303572 | filter panel-042 F7/ePM1 55% |  | 606 Topvex Accessories | 60607 Filters, Compact AHU | KKF | 208.06 | EUR
303573 | filter panel-042 F9/ePM1 85% |  | 606 Topvex Accessories | 60607 Filters, Compact AHU | KKF | 209.09 | EUR
303577 | filter panel-062 F9/ePM1 85% |  | 606 Topvex Accessories | 60607 Filters, Compact AHU | KKF | 319.3 | EUR
303581 | filter panel-100 F9/ePM1 85% |  | 606 Topvex Accessories | 60607 Filters, Compact AHU | KKF | 330.63 | EUR
282020 | PFT TC20/SR20 Kit |  | 606 Topvex Accessories | 60609 Pre-assembled parts, Compact AHU | BFT | 328 | EUR
282021 | PFT TC25 Kit |  | 606 Topvex Accessories | 60609 Pre-assembled parts, Compact AHU | BFT | 343 | EUR
282022 | PFT TC30/35 Kit |  | 606 Topvex Accessories | 60609 Pre-assembled parts, Compact AHU | BFT | 434 | EUR
282023 | PFT TC50/60 Kit |  | 606 Topvex Accessories | 60609 Pre-assembled parts, Compact AHU | BFT | 523 | EUR
282024 | PFT TC70 Kit |  | 606 Topvex Accessories | 60609 Pre-assembled parts, Compact AHU | BFT | 538 | EUR
282025 | PFT SC20 Kit |  | 606 Topvex Accessories | 60609 Pre-assembled parts, Compact AHU | BFT | 357 | EUR
282026 | PFT SC25 Kit |  | 606 Topvex Accessories | 60609 Pre-assembled parts, Compact AHU | BFT | 371 | EUR
282027 | PFT SC30/35 Kit |  | 606 Topvex Accessories | 60609 Pre-assembled parts, Compact AHU | BFT | 504 | EUR
282028 | PFT SC50/60 Kit |  | 606 Topvex Accessories | 60609 Pre-assembled parts, Compact AHU | BFT | 592 | EUR
282029 | PFT SC70 Kit |  | 606 Topvex Accessories | 60609 Pre-assembled parts, Compact AHU | BFT | 623 | EUR
282030 | PFT TR20 Kit |  | 606 Topvex Accessories | 60609 Pre-assembled parts, Compact AHU | BFT | 314 | EUR
282031 | PFT TR25 Kit |  | 606 Topvex Accessories | 60609 Pre-assembled parts, Compact AHU | BFT | 359 | EUR
282032 | PFT TR30/35 Kit |  | 606 Topvex Accessories | 60609 Pre-assembled parts, Compact AHU | BFT | 568 | EUR
282033 | PFT TR50/60-SR50/60 Kit |  | 606 Topvex Accessories | 60609 Pre-assembled parts, Compact AHU | BFT | 464 | EUR
282034 | PFT TR70/SR70 Kit |  | 606 Topvex Accessories | 60609 Pre-assembled parts, Compact AHU | BFT | 552 | EUR
282035 | PFT TR80/SR80 Kit |  | 606 Topvex Accessories | 60609 Pre-assembled parts, Compact AHU | BFT | 702 | EUR
282036 | PFT SR25 Kit |  | 606 Topvex Accessories | 60609 Pre-assembled parts, Compact AHU | BFT | 343 | EUR
282037 | PFT SR30/35/30 Kit |  | 606 Topvex Accessories | 60609 Pre-assembled parts, Compact AHU | BFT | 552 | EUR
162509 | Duct kit Topvex 50x25 |  | 606 Topvex Accessories | 60609 Pre-assembled parts, Compact AHU | CONNECTORS | 305 | EUR
162510 | Duct kit Topvex 50x40 |  | 606 Topvex Accessories | 60609 Pre-assembled parts, Compact AHU | CONNECTORS | 304 | EUR
162511 | Duct kit Topvex 70x40 |  | 606 Topvex Accessories | 60609 Pre-assembled parts, Compact AHU | CONNECTORS | 405 | EUR
162512 | Duct kit Topvex 80x40 |  | 606 Topvex Accessories | 60609 Pre-assembled parts, Compact AHU | CONNECTORS | 409 | EUR
250901 | Duct kit Topvex 40x20 |  | 606 Topvex Accessories | 60609 Pre-assembled parts, Compact AHU | CONNECTORS | 287 | EUR
250902 | Duct kit Topvex 70x30 |  | 606 Topvex Accessories | 60609 Pre-assembled parts, Compact AHU | CONNECTORS | 400 | EUR
250903 | Duct kit Topvex 90x30 |  | 606 Topvex Accessories | 60609 Pre-assembled parts, Compact AHU | CONNECTORS | 425 | EUR
250904 | Duct kit Topvex 100x50 |  | 606 Topvex Accessories | 60609 Pre-assembled parts, Compact AHU | CONNECTORS | 440 | EUR
250905 | Duct kit Topvex 110x30 |  | 606 Topvex Accessories | 60609 Pre-assembled parts, Compact AHU | CONNECTORS | 451 | EUR
250906 | Duct kit Topvex 120x50 |  | 606 Topvex Accessories | 60609 Pre-assembled parts, Compact AHU | CONNECTORS | 461 | EUR
398477 | Duct trans. kit 400x200 - Ø250 |  | 606 Topvex Accessories | 60609 Pre-assembled parts, Compact AHU | CONNECTORS | 240 | EUR
398478 | Duct trans. kit 500x250 - Ø315 |  | 606 Topvex Accessories | 60609 Pre-assembled parts, Compact AHU | CONNECTORS | 250 | EUR
398479 | Duct trans. kit 600x350 - Ø400 |  | 606 Topvex Accessories | 60609 Pre-assembled parts, Compact AHU | CONNECTORS | 305 | EUR
399896 | Duct kit Topvex 60x35 |  | 606 Topvex Accessories | 60609 Pre-assembled parts, Compact AHU | CONNECTORS | 371 | EUR
449050 | Duct trans. kit 400x200 - d315 |  | 606 Topvex Accessories | 60609 Pre-assembled parts, Compact AHU | CONNECTORS | 887 | EUR
449051 | Duct trans. kit 500x250 - d400 |  | 606 Topvex Accessories | 60609 Pre-assembled parts, Compact AHU | CONNECTORS | 914 | EUR
449052 | Duct trans. kit 500x250 - d315 |  | 606 Topvex Accessories | 60609 Pre-assembled parts, Compact AHU | CONNECTORS | 900 | EUR
459542 | Duct kit 30x15 2pcs |  | 606 Topvex Accessories | 60609 Pre-assembled parts, Compact AHU | CONNECTORS | 164 | EUR
459543 | Duct kit 40x20 2pcs |  | 606 Topvex Accessories | 60609 Pre-assembled parts, Compact AHU | CONNECTORS | 168 | EUR
459544 | Duct kit 50x25 2pcs |  | 606 Topvex Accessories | 60609 Pre-assembled parts, Compact AHU | CONNECTORS | 209 | EUR
459545 | Duct kit 60x30 2pcs |  | 606 Topvex Accessories | 60609 Pre-assembled parts, Compact AHU | CONNECTORS | 201 | EUR
459546 | Duct kit 80x35 2pcs |  | 606 Topvex Accessories | 60609 Pre-assembled parts, Compact AHU | CONNECTORS | 242 | EUR
459661 | Duct trans. kit 300x150-Ø200 |  | 606 Topvex Accessories | 60609 Pre-assembled parts, Compact AHU | CONNECTORS | 163 | EUR
459662 | Duct trans. kit 400x200-Ø250 |  | 606 Topvex Accessories | 60609 Pre-assembled parts, Compact AHU | CONNECTORS | 208 | EUR
459663 | Duct trans. kit 500x250-Ø315 |  | 606 Topvex Accessories | 60609 Pre-assembled parts, Compact AHU | CONNECTORS | 211 | EUR
459664 | Duct trans. kit 600x300-Ø355 |  | 606 Topvex Accessories | 60609 Pre-assembled parts, Compact AHU | CONNECTORS | 244 | EUR
459665 | Duct trans. kit 800x350-Ø400 |  | 606 Topvex Accessories | 60609 Pre-assembled parts, Compact AHU | CONNECTORS | 252 | EUR
473591 | Duct kit Topvex 30x25 |  | 606 Topvex Accessories | 60609 Pre-assembled parts, Compact AHU | CONNECTORS | 310 | EUR
473592 | Duct kit Topvex 40x35 |  | 606 Topvex Accessories | 60609 Pre-assembled parts, Compact AHU | CONNECTORS | 318 | EUR
473593 | Duct kit Topvex 60x50 |  | 606 Topvex Accessories | 60609 Pre-assembled parts, Compact AHU | CONNECTORS | 343 | EUR
473594 | Duct kit Topvex 70x50 |  | 606 Topvex Accessories | 60609 Pre-assembled parts, Compact AHU | CONNECTORS | 409 | EUR
473595 | Duct trans. kit 300x250 - Ø315 |  | 606 Topvex Accessories | 60609 Pre-assembled parts, Compact AHU | CONNECTORS | 341 | EUR
473596 | Duct trans. kit 400x350 - Ø400 |  | 606 Topvex Accessories | 60609 Pre-assembled parts, Compact AHU | CONNECTORS | 397 | EUR
473597 | Duct trans. kit 500x400 - Ø400 |  | 606 Topvex Accessories | 60609 Pre-assembled parts, Compact AHU | CONNECTORS | 439 | EUR
473598 | Duct trans. kit 600x500 - Ø500 |  | 606 Topvex Accessories | 60609 Pre-assembled parts, Compact AHU | CONNECTORS | 516 | EUR
473599 | Duct trans. kit 700x500 - Ø630 |  | 606 Topvex Accessories | 60609 Pre-assembled parts, Compact AHU | CONNECTORS | 615 | EUR
6236 | CVVX 400 Combi grille, black |  | 606 Topvex Accessories | 60609 Pre-assembled parts, Compact AHU | CVVX | 548 | EUR
6237 | CVVX 500 Combi grille, black |  | 606 Topvex Accessories | 60609 Pre-assembled parts, Compact AHU | CVVX | 794 | EUR
8499 | CVVX 315 Combi grille, black |  | 606 Topvex Accessories | 60609 Pre-assembled parts, Compact AHU | CVVX | 406 | EUR
146261 | CVVX 315 Combi grille white |  | 606 Topvex Accessories | 60609 Pre-assembled parts, Compact AHU | CVVX | 415 | EUR
146262 | CVVX 400 Combi grille white |  | 606 Topvex Accessories | 60609 Pre-assembled parts, Compact AHU | CVVX | 559 | EUR
146263 | CVVX 500 Combi grille white |  | 606 Topvex Accessories | 60609 Pre-assembled parts, Compact AHU | CVVX | 805 | EUR
8421 | ITA 200 Intake grid |  | 606 Topvex Accessories | 60609 Pre-assembled parts, Compact AHU | ITA | 161 | EUR
8422 | ITA 250 Intake grid |  | 606 Topvex Accessories | 60609 Pre-assembled parts, Compact AHU | ITA | 199 | EUR
8494 | ITA 40-20 Intake grid |  | 606 Topvex Accessories | 60609 Pre-assembled parts, Compact AHU | ITA | 188 | EUR
8495 | ITA 50-25 Intake grid |  | 606 Topvex Accessories | 60609 Pre-assembled parts, Compact AHU | ITA | 189 | EUR
8496 | ITA 60-30 Intake grid |  | 606 Topvex Accessories | 60609 Pre-assembled parts, Compact AHU | ITA | 207 | EUR
8497 | ITA 70-40 Intake grid |  | 606 Topvex Accessories | 60609 Pre-assembled parts, Compact AHU | ITA | 243 | EUR
114100 | Water lock Topvex |  | 606 Topvex Accessories | 60609 Pre-assembled parts, Compact AHU | ODS | 270 | EUR
254277 | Drain pan SR20 |  | 606 Topvex Accessories | 60609 Pre-assembled parts, Compact AHU | ODS | 221 | EUR
254278 | Drain pan SR25 |  | 606 Topvex Accessories | 60609 Pre-assembled parts, Compact AHU | ODS | 230 | EUR
254279 | Drain pan SR35/30 |  | 606 Topvex Accessories | 60609 Pre-assembled parts, Compact AHU | ODS | 263 | EUR
254280 | Drain Pan SR50/60 |  | 606 Topvex Accessories | 60609 Pre-assembled parts, Compact AHU | ODS | 267 | EUR
254281 | Drain pan SR70 |  | 606 Topvex Accessories | 60609 Pre-assembled parts, Compact AHU | ODS | 288 | EUR
254282 | Drain pan SR80 |  | 606 Topvex Accessories | 60609 Pre-assembled parts, Compact AHU | ODS | 297 | EUR
254283 | Drain pan SR100 |  | 606 Topvex Accessories | 60609 Pre-assembled parts, Compact AHU | ODS | 359 | EUR
254500 | Outdoor Louver/grill 500x400 |  | 606 Topvex Accessories | 60609 Pre-assembled parts, Compact AHU | ODS | 397 | EUR
254501 | Outdoor Louver/grill 700x400 |  | 606 Topvex Accessories | 60609 Pre-assembled parts, Compact AHU | ODS | 477 | EUR
254503 | Outdoor Louver/grill 800x400 |  | 606 Topvex Accessories | 60609 Pre-assembled parts, Compact AHU | ODS | 520 | EUR
254504 | Outdoor Louver/grill 1000x500 |  | 606 Topvex Accessories | 60609 Pre-assembled parts, Compact AHU | ODS | 718 | EUR
254506 | Outdoor Louver/grill 1200x500 |  | 606 Topvex Accessories | 60609 Pre-assembled parts, Compact AHU | ODS | 964 | EUR
265469 | Protect.Hood - Exh.Air SR15/20 |  | 606 Topvex Accessories | 60609 Pre-assembled parts, Compact AHU | ODS | 406 | EUR
265470 | Protective Hood - Exh.Air SR25 |  | 606 Topvex Accessories | 60609 Pre-assembled parts, Compact AHU | ODS | 438 | EUR
265471 | Protect Hood – Exh.Air SR30/35 |  | 606 Topvex Accessories | 60609 Pre-assembled parts, Compact AHU | ODS | 469 | EUR
265472 | Protect.Hood - Exh.Air SR50/60 |  | 606 Topvex Accessories | 60609 Pre-assembled parts, Compact AHU | ODS | 499 | EUR
265473 | Protective Hood - Exh.Air SR70 |  | 606 Topvex Accessories | 60609 Pre-assembled parts, Compact AHU | ODS | 547 | EUR
265474 | Protective Hood - Exh.Air SR80 |  | 606 Topvex Accessories | 60609 Pre-assembled parts, Compact AHU | ODS | 750 | EUR
265476 | Protect.Hood - Out.Air SR15/20 |  | 606 Topvex Accessories | 60609 Pre-assembled parts, Compact AHU | ODS | 406 | EUR
265477 | Protective Hood - Out.Air SR25 |  | 606 Topvex Accessories | 60609 Pre-assembled parts, Compact AHU | ODS | 438 | EUR
265478 | Protect Hood – Out.Air SR30/35 |  | 606 Topvex Accessories | 60609 Pre-assembled parts, Compact AHU | ODS | 469 | EUR
265479 | Protect Hood – Out.Air SR50/60 |  | 606 Topvex Accessories | 60609 Pre-assembled parts, Compact AHU | ODS | 531 | EUR
265480 | Protective Hood - Out.Air SR70 |  | 606 Topvex Accessories | 60609 Pre-assembled parts, Compact AHU | ODS | 547 | EUR
265481 | Protective Hood - Out.Air SR80 |  | 606 Topvex Accessories | 60609 Pre-assembled parts, Compact AHU | ODS | 750 | EUR
265483 | ODK Roof kit SR15/20 |  | 606 Topvex Accessories | 60609 Pre-assembled parts, Compact AHU | ODS | 445 | EUR
265484 | ODK Roof kit SR25 |  | 606 Topvex Accessories | 60609 Pre-assembled parts, Compact AHU | ODS | 476 | EUR
265485 | ODK Roof kit SR30/35 |  | 606 Topvex Accessories | 60609 Pre-assembled parts, Compact AHU | ODS | 507 | EUR
265486 | ODK Roof kit SR50/60 |  | 606 Topvex Accessories | 60609 Pre-assembled parts, Compact AHU | ODS | 537 | EUR
265487 | ODK Roof kit SR70 |  | 606 Topvex Accessories | 60609 Pre-assembled parts, Compact AHU | ODS | 567 | EUR
265488 | ODK Roof kit SR80 |  | 606 Topvex Accessories | 60609 Pre-assembled parts, Compact AHU | ODS | 598 | EUR
278513 | ODK Roof kit SC15/20 |  | 606 Topvex Accessories | 60609 Pre-assembled parts, Compact AHU | ODS | 539 | EUR
278514 | ODK Roof kit SC25 |  | 606 Topvex Accessories | 60609 Pre-assembled parts, Compact AHU | ODS | 555 | EUR
278515 | ODK Roof Kit SC30/35 |  | 606 Topvex Accessories | 60609 Pre-assembled parts, Compact AHU | ODS | 600 | EUR
278516 | ODK Roof kit SC50/60 |  | 606 Topvex Accessories | 60609 Pre-assembled parts, Compact AHU | ODS | 616 | EUR
278517 | ODK Roof kit SC70 |  | 606 Topvex Accessories | 60609 Pre-assembled parts, Compact AHU | ODS | 647 | EUR
281332 | Protect.Hood - Exh.Air SC15/20 |  | 606 Topvex Accessories | 60609 Pre-assembled parts, Compact AHU | ODS | 438 | EUR
281333 | Protective Hood - Exh.Air SC25 |  | 606 Topvex Accessories | 60609 Pre-assembled parts, Compact AHU | ODS | 466 | EUR
281334 | Protect Hood – Exh.Air SC30/35 |  | 606 Topvex Accessories | 60609 Pre-assembled parts, Compact AHU | ODS | 499 | EUR
281335 | Protect Hood – Exh.Air SC50/60 |  | 606 Topvex Accessories | 60609 Pre-assembled parts, Compact AHU | ODS | 531 | EUR
281336 | Protective Hood - Exh.Air SC70 |  | 606 Topvex Accessories | 60609 Pre-assembled parts, Compact AHU | ODS | 577 | EUR
281337 | Protec.Hood - Out.Air SC15/20 |  | 606 Topvex Accessories | 60609 Pre-assembled parts, Compact AHU | ODS | 438 | EUR
281338 | Protective Hood - Out.Air SC25 |  | 606 Topvex Accessories | 60609 Pre-assembled parts, Compact AHU | ODS | 466 | EUR
281339 | Protect Hood – Out.Air SC30/35 |  | 606 Topvex Accessories | 60609 Pre-assembled parts, Compact AHU | ODS | 499 | EUR
281340 | Protect Hood – Out.Air SC50/60 |  | 606 Topvex Accessories | 60609 Pre-assembled parts, Compact AHU | ODS | 531 | EUR
281341 | Protective Hood - Out.Air SC70 |  | 606 Topvex Accessories | 60609 Pre-assembled parts, Compact AHU | ODS | 577 | EUR
459560 | ODK Roof kit Topvex FS10 |  | 606 Topvex Accessories | 60609 Pre-assembled parts, Compact AHU | ODS | 947 | EUR
459561 | ODK Roof kit Topvex FS20 |  | 606 Topvex Accessories | 60609 Pre-assembled parts, Compact AHU | ODS | 1210 | EUR
459562 | ODK Roof kit Topvex FS30 |  | 606 Topvex Accessories | 60609 Pre-assembled parts, Compact AHU | ODS | 1240 | EUR
459563 | ODK Roof kit Topvex FS40 |  | 606 Topvex Accessories | 60609 Pre-assembled parts, Compact AHU | ODS | 1312 | EUR
459564 | ODK Roof kit Topvex FS50 |  | 606 Topvex Accessories | 60609 Pre-assembled parts, Compact AHU | ODS | 1353 | EUR
479180 | ODK Roof Kit FR10 |  | 606 Topvex Accessories | 60609 Pre-assembled parts, Compact AHU | ODS | 609 | EUR
479181 | ODK Roof Kit FR20 |  | 606 Topvex Accessories | 60609 Pre-assembled parts, Compact AHU | ODS | 672 | EUR
479182 | ODK Roof Kit FR30 |  | 606 Topvex Accessories | 60609 Pre-assembled parts, Compact AHU | ODS | 697 | EUR
479183 | ODK Roof Kit FR40 |  | 606 Topvex Accessories | 60609 Pre-assembled parts, Compact AHU | ODS | 707 | EUR
479184 | ODK Roof Kit FR50 |  | 606 Topvex Accessories | 60609 Pre-assembled parts, Compact AHU | ODS | 785 | EUR
479185 | Protective Hood Combi FR10 |  | 606 Topvex Accessories | 60609 Pre-assembled parts, Compact AHU | ODS | 744 | EUR
479186 | Protective Hood Combi FR20 |  | 606 Topvex Accessories | 60609 Pre-assembled parts, Compact AHU | ODS | 856 | EUR
479187 | Protective Hood Combi FR30 |  | 606 Topvex Accessories | 60609 Pre-assembled parts, Compact AHU | ODS | 927 | EUR
479188 | Protective Hood Combi FR40 |  | 606 Topvex Accessories | 60609 Pre-assembled parts, Compact AHU | ODS | 945 | EUR
479189 | Protective Hood Combi FR50 |  | 606 Topvex Accessories | 60609 Pre-assembled parts, Compact AHU | ODS | 984 | EUR
486700 | ODK Roof Kit FS10 |  | 606 Topvex Accessories | 60609 Pre-assembled parts, Compact AHU | ODS | 320 | EUR
486701 | ODK Roof Kit FS20 |  | 606 Topvex Accessories | 60609 Pre-assembled parts, Compact AHU | ODS | 357 | EUR
486702 | ODK Roof Kit FS30 |  | 606 Topvex Accessories | 60609 Pre-assembled parts, Compact AHU | ODS | 360 | EUR
486703 | ODK Roof Kit FS40 |  | 606 Topvex Accessories | 60609 Pre-assembled parts, Compact AHU | ODS | 371 | EUR
486704 | ODK Roof Kit FS50 |  | 606 Topvex Accessories | 60609 Pre-assembled parts, Compact AHU | ODS | 398 | EUR
486705 | Protective Hood FS10 |  | 606 Topvex Accessories | 60609 Pre-assembled parts, Compact AHU | ODS | 498 | EUR
486706 | Protective Hood FS20 |  | 606 Topvex Accessories | 60609 Pre-assembled parts, Compact AHU | ODS | 539 | EUR
486707 | Protective Hood FS30 |  | 606 Topvex Accessories | 60609 Pre-assembled parts, Compact AHU | ODS | 587 | EUR
486708 | Protective Hood FS40 |  | 606 Topvex Accessories | 60609 Pre-assembled parts, Compact AHU | ODS | 621 | EUR
486709 | Protective Hood FS50 |  | 606 Topvex Accessories | 60609 Pre-assembled parts, Compact AHU | ODS | 658 | EUR
487124 | ODK Roof Kit SRHP 50/60 |  | 606 Topvex Accessories | 60609 Pre-assembled parts, Compact AHU | ODS | 848 | EUR
398469 | NaviPad PD70-C |  | 606 Topvex Accessories | 60609 Pre-assembled parts, Compact AHU | SA | 976 | EUR
276660 | GRU 025-520/100 |  | 607 Modular AHU Accessories | 60705 Accessory kit, Central AHU | GRU | 235 | EUR
276661 | GRU 042-690/100 |  | 607 Modular AHU Accessories | 60705 Accessory kit, Central AHU | GRU | 255 | EUR
276662 | GRU 062-820/100 |  | 607 Modular AHU Accessories | 60705 Accessory kit, Central AHU | GRU | 232 | EUR
276663 | GRU 100-1020/100 |  | 607 Modular AHU Accessories | 60705 Accessory kit, Central AHU | GRU | 258 | EUR
276664 | GRU 127-1290/100 |  | 607 Modular AHU Accessories | 60705 Accessory kit, Central AHU | GRU | 258 | EUR
452715 | GRU 025-378/100 |  | 607 Modular AHU Accessories | 60705 Accessory kit, Central AHU | GRU | 205 | EUR
452716 | GRU 025-820/100 |  | 607 Modular AHU Accessories | 60705 Accessory kit, Central AHU | GRU | 239 | EUR
452717 | GRU 025-1020/100 |  | 607 Modular AHU Accessories | 60705 Accessory kit, Central AHU | GRU | 252 | EUR
452718 | GRU 042-378/100 |  | 607 Modular AHU Accessories | 60705 Accessory kit, Central AHU | GRU | 225 | EUR
452719 | GRU 042-520/100 |  | 607 Modular AHU Accessories | 60705 Accessory kit, Central AHU | GRU | 237 | EUR
452720 | GRU 042-1020/100 |  | 607 Modular AHU Accessories | 60705 Accessory kit, Central AHU | GRU | 251 | EUR
452721 | GRU 042-1210/100 |  | 607 Modular AHU Accessories | 60705 Accessory kit, Central AHU | GRU | 255 | EUR
452722 | GRU 062-378/100 |  | 607 Modular AHU Accessories | 60705 Accessory kit, Central AHU | GRU | 195 | EUR
452723 | GRU 062-520/100 |  | 607 Modular AHU Accessories | 60705 Accessory kit, Central AHU | GRU | 258 | EUR
452724 | GRU 062-1210/100 |  | 607 Modular AHU Accessories | 60705 Accessory kit, Central AHU | GRU | 218 | EUR
452725 | GRU 100-378/100 |  | 607 Modular AHU Accessories | 60705 Accessory kit, Central AHU | GRU | 201 | EUR
452726 | GRU 100-520/100 |  | 607 Modular AHU Accessories | 60705 Accessory kit, Central AHU | GRU | 215 | EUR
452727 | GRU 100-820/100 |  | 607 Modular AHU Accessories | 60705 Accessory kit, Central AHU | GRU | 246 | EUR
452728 | GRU 100-1210/100 |  | 607 Modular AHU Accessories | 60705 Accessory kit, Central AHU | GRU | 226 | EUR
452729 | GRU 127-1210/100 |  | 607 Modular AHU Accessories | 60705 Accessory kit, Central AHU | GRU | 265 | EUR
251089 | Run-around coil modul BG 6 |  | 607 Modular AHU Accessories | 60705 Accessory kit, Central AHU | SHUNT GRP | 24037.55 | EUR
251090 | Run-around coil modul BG 12 |  | 607 Modular AHU Accessories | 60705 Accessory kit, Central AHU | SHUNT GRP | 25913.26 | EUR
251091 | Run-around coil modul BG 20 |  | 607 Modular AHU Accessories | 60705 Accessory kit, Central AHU | SHUNT GRP | 29709.62 | EUR
272161 | Run-around coil modul BG 33 |  | 607 Modular AHU Accessories | 60705 Accessory kit, Central AHU | SHUNT GRP | 33647.22 | EUR
272162 | Run-around coil modul BG 50 |  | 607 Modular AHU Accessories | 60705 Accessory kit, Central AHU | SHUNT GRP | 37627.62 | EUR
455695 | Run-around coil modul BG 65 |  | 607 Modular AHU Accessories | 60705 Accessory kit, Central AHU | SHUNT GRP | 47398.86 | EUR
380226 | WSD f. acc. 250x170x150 compl. |  | 607 Modular AHU Accessories | 60705 Accessory kit, Central AHU | WSD | 99 | EUR
156881 | Filter Coarse65%-G4 375x455x47 |  | 607 Modular AHU Accessories | 60707 Filters, modular AHU | FILTER-AHU | 33.99 | EUR
156882 | Filter Coarse65%-G4 545x625x47 |  | 607 Modular AHU Accessories | 60707 Filters, modular AHU | FILTER-AHU | 47.38 | EUR
156883 | Filter Coarse65%-G4 675x755x47 |  | 607 Modular AHU Accessories | 60707 Filters, modular AHU | FILTER-AHU | 78.28 | EUR
156884 | Filter Coarse65%-G4 955x875x47 |  | 607 Modular AHU Accessories | 60707 Filters, modular AHU | FILTER-AHU | 139.05 | EUR
161755 | filter panel G4 930x305x96 mm |  | 607 Modular AHU Accessories | 60707 Filters, modular AHU | FILTER-AHU | 169.95 | EUR
210008 | filter Z-Line-035 G4/COARSE65% |  | 607 Modular AHU Accessories | 60707 Filters, modular AHU | FILTER-AHU | 47.38 | EUR
210009 | filter Z-Line-042 G4/COARSE65% |  | 607 Modular AHU Accessories | 60707 Filters, modular AHU | FILTER-AHU | 66.95 | EUR
210012 | filter Z-Line-016 G4/COARSE65% |  | 607 Modular AHU Accessories | 60707 Filters, modular AHU | FILTER-AHU | 35.02 | EUR
210013 | filter Z-Line-030 G4/COARSE65% |  | 607 Modular AHU Accessories | 60707 Filters, modular AHU | FILTER-AHU | 46.35 | EUR
210014 | filter Z-Line-025 G4/COARSE65% |  | 607 Modular AHU Accessories | 60707 Filters, modular AHU | FILTER-AHU | 35.02 | EUR
210015 | filter Z-Line-062 G4/COARSE65% |  | 607 Modular AHU Accessories | 60707 Filters, modular AHU | FILTER-AHU | 69.01 | EUR
210016 | filter Z-Line-100 G4/COARSE65% |  | 607 Modular AHU Accessories | 60707 Filters, modular AHU | FILTER-AHU | 136.99 | EUR
303510 | filter bag-1/2-L M5/ePM10 50% |  | 607 Modular AHU Accessories | 60707 Filters, modular AHU | FILTER-AHU | 44.29 | EUR
303511 | filter bag-1/1-L M5/ePM10 50% |  | 607 Modular AHU Accessories | 60707 Filters, modular AHU | FILTER-AHU | 101.97 | EUR
303512 | filter bag-1/4-L M5/ePM10 50% |  | 607 Modular AHU Accessories | 60707 Filters, modular AHU | FILTER-AHU | 52.53 | EUR
303522 | filter carbon cartr. 145x455 |  | 607 Modular AHU Accessories | 60707 Filters, modular AHU | FILTER-AHU | 122.57 | EUR
303529 | filter Z-Line-016 G4/COARSE65% |  | 607 Modular AHU Accessories | 60707 Filters, modular AHU | FILTER-AHU | 38.11 | EUR
303532 | filter Z-Line-030 G4/COARSE65% |  | 607 Modular AHU Accessories | 60707 Filters, modular AHU | FILTER-AHU | 39.14 | EUR
303535 | filter alu 025/375x455x48 |  | 607 Modular AHU Accessories | 60707 Filters, modular AHU | FILTER-AHU | 109.18 | EUR
303538 | filter alu 030/675x314x48 |  | 607 Modular AHU Accessories | 60707 Filters, modular AHU | FILTER-AHU | 335.78 | EUR
303539 | filter alu 035/875x314x48 |  | 607 Modular AHU Accessories | 60707 Filters, modular AHU | FILTER-AHU | 151.41 | EUR
303540 | filter alu 042/625x545x48 |  | 607 Modular AHU Accessories | 60707 Filters, modular AHU | FILTER-AHU | 178.19 | EUR
303541 | filter alu 062/755x675x48 |  | 607 Modular AHU Accessories | 60707 Filters, modular AHU | FILTER-AHU | 247.2 | EUR
303548 | filter carbon cartr.160x400 |  | 607 Modular AHU Accessories | 60707 Filters, modular AHU | FILTER-AHU | 156.56 | EUR
303555 | filter H13/016/030 |  | 607 Modular AHU Accessories | 60707 Filters, modular AHU | FILTER-AHU | 935.24 | EUR
303557 | filter H13/062 |  | 607 Modular AHU Accessories | 60707 Filters, modular AHU | FILTER-AHU | 1596.5 | EUR
303898 | filter alu 1145x404x50mm |  | 607 Modular AHU Accessories | 60707 Filters, modular AHU | FILTER-AHU | 247.2 | EUR
277260 | KKC-DX-L 025 cooling section |  | 607 Modular AHU Accessories | 60707 Filters, modular AHU | KKC | 1597.53 | EUR
277261 | KKC-DX-L 042 cooling section |  | 607 Modular AHU Accessories | 60707 Filters, modular AHU | KKC | 2136.22 | EUR
277262 | KKC-DX-L 062 cooling section |  | 607 Modular AHU Accessories | 60707 Filters, modular AHU | KKC | 2505.99 | EUR
277263 | KKC-DX-L 100 cooling section |  | 607 Modular AHU Accessories | 60707 Filters, modular AHU | KKC | 3209.48 | EUR
277264 | KKC-DX-R 025 cooling section |  | 607 Modular AHU Accessories | 60707 Filters, modular AHU | KKC | 1607.83 | EUR
277265 | KKC-DX-R 042 cooling section |  | 607 Modular AHU Accessories | 60707 Filters, modular AHU | KKC | 2136.22 | EUR
277266 | KKC-DX-R 062 cooling section |  | 607 Modular AHU Accessories | 60707 Filters, modular AHU | KKC | 2505.99 | EUR
277267 | KKC-DX-R 100 cooling section |  | 607 Modular AHU Accessories | 60707 Filters, modular AHU | KKC | 3214.63 | EUR
277268 | KKC-W-L 025 cooling section |  | 607 Modular AHU Accessories | 60707 Filters, modular AHU | KKC | 1600.62 | EUR
277269 | KKC-W-L 042 cooling section |  | 607 Modular AHU Accessories | 60707 Filters, modular AHU | KKC | 2248.49 | EUR
277270 | KKC-W-L 062 cooling section |  | 607 Modular AHU Accessories | 60707 Filters, modular AHU | KKC | 2718.17 | EUR
277271 | KKC-W-L 100 cooling section |  | 607 Modular AHU Accessories | 60707 Filters, modular AHU | KKC | 3669.89 | EUR
277272 | KKC-W-R 025 cooling section |  | 607 Modular AHU Accessories | 60707 Filters, modular AHU | KKC | 1600.62 | EUR
277273 | KKC-W-R 042 cooling section |  | 607 Modular AHU Accessories | 60707 Filters, modular AHU | KKC | 2244.37 | EUR
277274 | KKC-W-R 062 cooling section |  | 607 Modular AHU Accessories | 60707 Filters, modular AHU | KKC | 2723.32 | EUR
277275 | KKC-W-R 100 cooling section |  | 607 Modular AHU Accessories | 60707 Filters, modular AHU | KKC | 3662.68 | EUR
333316 | KKD 025-damper-section |  | 607 Modular AHU Accessories | 60707 Filters, modular AHU | KKD | 753.96 | EUR
333317 | KKD 042-damper-section |  | 607 Modular AHU Accessories | 60707 Filters, modular AHU | KKD | 885.8 | EUR
333318 | KKD 062-damper-section |  | 607 Modular AHU Accessories | 60707 Filters, modular AHU | KKD | 994.98 | EUR
333319 | KKD 100-damper-section |  | 607 Modular AHU Accessories | 60707 Filters, modular AHU | KKD | 1220.55 | EUR
93310 | KKF 30 025-filter-section |  | 607 Modular AHU Accessories | 60707 Filters, modular AHU | KKF | 633.45 | EUR
93311 | KKF 30 042-filter-section |  | 607 Modular AHU Accessories | 60707 Filters, modular AHU | KKF | 787.95 | EUR
93312 | KKF 30 062-filter-section |  | 607 Modular AHU Accessories | 60707 Filters, modular AHU | KKF | 840.48 | EUR
93313 | KKF 30 100-filter-section |  | 607 Modular AHU Accessories | 60707 Filters, modular AHU | KKF | 1055.75 | EUR
277346 | KKF-CAR 042-filter-section |  | 607 Modular AHU Accessories | 60707 Filters, modular AHU | KKF | 2943.74 | EUR
277347 | KKF-CAR 062-filter-section |  | 607 Modular AHU Accessories | 60707 Filters, modular AHU | KKF | 3953.14 | EUR
277348 | KKF-CAR 100-filter-section |  | 607 Modular AHU Accessories | 60707 Filters, modular AHU | KKF | 5568.18 | EUR
277349 | KKF-CAR 127-filter-section |  | 607 Modular AHU Accessories | 60707 Filters, modular AHU | KKF | 8985.72 | EUR
277363 | KKF-KITCHEN 042-filter-section |  | 607 Modular AHU Accessories | 60707 Filters, modular AHU | KKF | 3468.01 | EUR
277364 | KKF-KITCHEN 062-filter-section |  | 607 Modular AHU Accessories | 60707 Filters, modular AHU | KKF | 4560.84 | EUR
277367 | KKF-KITCHEN 100-filter-section |  | 607 Modular AHU Accessories | 60707 Filters, modular AHU | KKF | 6631.14 | EUR
277368 | KKF-KITCHEN 127-filter-section |  | 607 Modular AHU Accessories | 60707 Filters, modular AHU | KKF | 10951.99 | EUR
303575 | filter panel-062 M5/ePM10 60% |  | 607 Modular AHU Accessories | 60707 Filters, modular AHU | KKF | 302.82 | EUR
303576 | filter panel-062 F7/ePM1 55% |  | 607 Modular AHU Accessories | 60707 Filters, modular AHU | KKF | 309 | EUR
303579 | filter panel-100 M5/ePM10 60% |  | 607 Modular AHU Accessories | 60707 Filters, modular AHU | KKF | 209.09 | EUR
303587 | filter panel-025 M5/ePM10 60% |  | 607 Modular AHU Accessories | 60707 Filters, modular AHU | KKF | 111.24 | EUR
303588 | filter panel-025 F7/ePM1 55% |  | 607 Modular AHU Accessories | 60707 Filters, modular AHU | KKF | 133.9 | EUR
303589 | filter panel-025 F9/ePM1 85% |  | 607 Modular AHU Accessories | 60707 Filters, modular AHU | KKF | 159.65 | EUR
376814 | KKF-ALU 025-filter-section |  | 607 Modular AHU Accessories | 60707 Filters, modular AHU | KKF | 849.75 | EUR
376815 | KKF-ALU 042-filter-section |  | 607 Modular AHU Accessories | 60707 Filters, modular AHU | KKF | 1007.34 | EUR
376816 | KKF-ALU 062-filter-section |  | 607 Modular AHU Accessories | 60707 Filters, modular AHU | KKF | 1163.9 | EUR
376817 | KKF-ALU 100-filter-section |  | 607 Modular AHU Accessories | 60707 Filters, modular AHU | KKF | 1501.74 | EUR
276850 | KKS 025 silencer-section |  | 607 Modular AHU Accessories | 60707 Filters, modular AHU | KKS | 1045.45 | EUR
276851 | KKS 042 silencer-section |  | 607 Modular AHU Accessories | 60707 Filters, modular AHU | KKS | 1230.85 | EUR
276852 | KKS 062 silencer-section |  | 607 Modular AHU Accessories | 60707 Filters, modular AHU | KKS | 1348.27 | EUR
276853 | KKS 100 silencer-section |  | 607 Modular AHU Accessories | 60707 Filters, modular AHU | KKS | 1844.73 | EUR
93334 | KKH-HW 025 heater-section |  | 607 Modular AHU Accessories | 60709 Pre-assembled parts, Central AHU | KKH | 1188 | EUR
93339 | KKH-HW 042 heater-section |  | 607 Modular AHU Accessories | 60709 Pre-assembled parts, Central AHU | KKH | 1300.32 | EUR
93340 | KKH-HW 062 heater-section |  | 607 Modular AHU Accessories | 60709 Pre-assembled parts, Central AHU | KKH | 1450.44 | EUR
93341 | KKH-HW 100 heater-section |  | 607 Modular AHU Accessories | 60709 Pre-assembled parts, Central AHU | KKH | 2085.48 | EUR
9995829 | SENSE CX04 NR EC3S EU |  | 611 AHU for educational premises | 61101 Celing units | SENSE CX | 11802 | EUR
9995839 | SENSE CX04 NR EE1S EU |  | 611 AHU for educational premises | 61101 Celing units | SENSE CX | 10087.35 | EUR
9995840 | SENSE CX04 NR ES0S EU |  | 611 AHU for educational premises | 61101 Celing units | SENSE CX | 9795.45 | EUR
9995841 | SENSE CX04 NR EV1S EU |  | 611 AHU for educational premises | 61101 Celing units | SENSE CX | 10219.65 | EUR
9995842 | SENSE CX04 NR XC3S EU |  | 611 AHU for educational premises | 61101 Celing units | SENSE CX | 11545.8 | EUR
9995843 | SENSE CX04 NR XE1S EU |  | 611 AHU for educational premises | 61101 Celing units | SENSE CX | 9873.15 | EUR
9995844 | SENSE CX04 NR XS0S EU |  | 611 AHU for educational premises | 61101 Celing units | SENSE CX | 9580.2 | EUR
9995845 | SENSE CX04 NR XV1S EU |  | 611 AHU for educational premises | 61101 Celing units | SENSE CX | 9985.5 | EUR
9995846 | SENSE CX04 HR EC3S EU |  | 611 AHU for educational premises | 61101 Celing units | SENSE CX | 12712.35 | EUR
9995847 | SENSE CX04 HR EE1S EU |  | 611 AHU for educational premises | 61101 Celing units | SENSE CX | 10997.7 | EUR
9995848 | SENSE CX04 HR ES0S EU |  | 611 AHU for educational premises | 61101 Celing units | SENSE CX | 10705.8 | EUR
9995849 | SENSE CX04 HR EV1S EU |  | 611 AHU for educational premises | 61101 Celing units | SENSE CX | 11131.05 | EUR
9995850 | SENSE CX04 HR XC3S EU |  | 611 AHU for educational premises | 61101 Celing units | SENSE CX | 12457.2 | EUR
9995851 | SENSE CX04 HR XE1S EU |  | 611 AHU for educational premises | 61101 Celing units | SENSE CX | 10784.55 | EUR
9995852 | SENSE CX04 HR XS0S EU |  | 611 AHU for educational premises | 61101 Celing units | SENSE CX | 10491.6 | EUR
9995853 | SENSE CX04 HR XV1S EU |  | 611 AHU for educational premises | 61101 Celing units | SENSE CX | 10895.85 | EUR
9995854 | SENSE CX07 HR EV1S EU |  | 611 AHU for educational premises | 61101 Celing units | SENSE CX | 12647.25 | EUR
9995855 | SENSE CX07 HR EE1S EU |  | 611 AHU for educational premises | 61101 Celing units | SENSE CX | 12529.65 | EUR
9995856 | SENSE CX07 HR ES0S EU |  | 611 AHU for educational premises | 61101 Celing units | SENSE CX | 12219.9 | EUR
9995857 | SENSE CX07 HR EC3S EU |  | 611 AHU for educational premises | 61101 Celing units | SENSE CX | 14230.65 | EUR
9995858 | SENSE CX07 HR XE1S EU |  | 611 AHU for educational premises | 61101 Celing units | SENSE CX | 12319.65 | EUR
9995859 | SENSE CX07 HR XS0S EU |  | 611 AHU for educational premises | 61101 Celing units | SENSE CX | 12023.55 | EUR
9995860 | SENSE CX07 HR XV1S EU |  | 611 AHU for educational premises | 61101 Celing units | SENSE CX | 12429.9 | EUR
9995861 | SENSE CX07 HR XC3S EU |  | 611 AHU for educational premises | 61101 Celing units | SENSE CX | 14013.3 | EUR
9995862 | SENSE CX07 NR EV1S EU |  | 611 AHU for educational premises | 61101 Celing units | SENSE CX | 11211.9 | EUR
9995863 | SENSE CX07 NR EE1S EU |  | 611 AHU for educational premises | 61101 Celing units | SENSE CX | 11094.3 | EUR
9995864 | SENSE CX07 NR ES0S EU |  | 611 AHU for educational premises | 61101 Celing units | SENSE CX | 10784.55 | EUR
9995865 | SENSE CX07 NR EC3S EU |  | 611 AHU for educational premises | 61101 Celing units | SENSE CX | 12795.3 | EUR
9995866 | SENSE CX07 NR XE1S EU |  | 611 AHU for educational premises | 61101 Celing units | SENSE CX | 10884.3 | EUR
9995867 | SENSE CX07 NR XS0S EU |  | 611 AHU for educational premises | 61101 Celing units | SENSE CX | 10588.2 | EUR
9995868 | SENSE CX07 NR XV1S EU |  | 611 AHU for educational premises | 61101 Celing units | SENSE CX | 10994.55 | EUR
9995869 | SENSE CX07 NR XC3S EU |  | 611 AHU for educational premises | 61101 Celing units | SENSE CX | 12577.95 | EUR
9995870 | SENSE CX10 HR GV1S EU |  | 611 AHU for educational premises | 61101 Celing units | SENSE CX | 14797.65 | EUR
9995871 | SENSE CX10 HR XE0S EU |  | 611 AHU for educational premises | 61101 Celing units | SENSE CX | 14394.45 | EUR
9995872 | SENSE CX10 HR EV1S EU |  | 611 AHU for educational premises | 61101 Celing units | SENSE CX | 14817.6 | EUR
9995873 | SENSE CX10 HR EE1S EU |  | 611 AHU for educational premises | 61101 Celing units | SENSE CX | 14706.3 | EUR
9995874 | SENSE CX10 HR ES0S EU |  | 611 AHU for educational premises | 61101 Celing units | SENSE CX | 14331.45 | EUR
9995875 | SENSE CX10 HR EC3S EU |  | 611 AHU for educational premises | 61101 Celing units | SENSE CX | 16430.4 | EUR
9995876 | SENSE CX10 HR GS0S EU |  | 611 AHU for educational premises | 61101 Celing units | SENSE CX | 14309.4 | EUR
9995877 | SENSE CX10 HR XE1S EU |  | 611 AHU for educational premises | 61101 Celing units | SENSE CX | 14486.85 | EUR
9995878 | SENSE CX10 HR XS0S EU |  | 611 AHU for educational premises | 61101 Celing units | SENSE CX | 14113.05 | EUR
9995879 | SENSE CX10 HR XV1S EU |  | 611 AHU for educational premises | 61101 Celing units | SENSE CX | 14580.3 | EUR
9995880 | SENSE CX10 HR XC3S EU |  | 611 AHU for educational premises | 61101 Celing units | SENSE CX | 16173.15 | EUR
9995881 | SENSE CX10 NR XE0S EU |  | 611 AHU for educational premises | 61101 Celing units | SENSE CX | 12813.15 | EUR
9995882 | SENSE CX10 NR EV1S EU |  | 611 AHU for educational premises | 61101 Celing units | SENSE CX | 13236.3 | EUR
9995883 | SENSE CX10 NR EE1S EU |  | 611 AHU for educational premises | 61101 Celing units | SENSE CX | 13125 | EUR
9995884 | SENSE CX10 NR ES0S EU |  | 611 AHU for educational premises | 61101 Celing units | SENSE CX | 12751.2 | EUR
9995885 | SENSE CX10 NR EC3S EU |  | 611 AHU for educational premises | 61101 Celing units | SENSE CX | 14850.15 | EUR
9995886 | SENSE CX10 NR GS0S EU |  | 611 AHU for educational premises | 61101 Celing units | SENSE CX | 12728.1 | EUR
9995887 | SENSE CX10 NR XE1S EU |  | 611 AHU for educational premises | 61101 Celing units | SENSE CX | 12906.6 | EUR
9995888 | SENSE CX10 NR XS0S EU |  | 611 AHU for educational premises | 61101 Celing units | SENSE CX | 12531.75 | EUR
9995889 | SENSE CX10 NR XV1S EU |  | 611 AHU for educational premises | 61101 Celing units | SENSE CX | 13000.05 | EUR
9995890 | SENSE CX10 NR XC3S EU |  | 611 AHU for educational premises | 61101 Celing units | SENSE CX | 14591.85 | EUR
9995891 | SENSE CX10 NR GV1S EU |  | 611 AHU for educational premises | 61101 Celing units | SENSE CX | 13216.35 | EUR
9995893 | SENSE QX10 NL EE1S EU |  | 611 AHU for educational premises | 61101 Celing units | SENSE QX | 8645.7 | EUR
9995895 | SENSE QX10 NL ES0S EU |  | 611 AHU for educational premises | 61101 Celing units | SENSE QX | 8437.8 | EUR
9995897 | SENSE QX10 NL XE1S EU |  | 611 AHU for educational premises | 61101 Celing units | SENSE QX | 8466.15 | EUR
9995899 | SENSE QX10 NL XS0S EU |  | 611 AHU for educational premises | 61101 Celing units | SENSE QX | 8217.3 | EUR
9995900 | SENSE QX10 NR EE1S EU |  | 611 AHU for educational premises | 61101 Celing units | SENSE QX | 8369.55 | EUR
9995903 | SENSE QX10 NR ES0S EU |  | 611 AHU for educational premises | 61101 Celing units | SENSE QX | 8191.05 | EUR
9995905 | SENSE QX10 NR XE1S EU |  | 611 AHU for educational premises | 61101 Celing units | SENSE QX | 8201.55 | EUR
9995907 | SENSE QX10 NR XS0S EU |  | 611 AHU for educational premises | 61101 Celing units | SENSE QX | 7941.15 | EUR
9995908 | SENSE RT50 HX ES0S EU |  | 611 AHU for educational premises | 61101 Celing units | SENSE RT | 43496.25 | EUR
9995909 | SENSE RT50 NX ES0S EU |  | 611 AHU for educational premises | 61101 Celing units | SENSE RT | 35990.85 | EUR
548600 | KRTK-A-250-SB |  | 612 Accessories AHU for educ. prem. | 61201 Shutters and valves | SENSE ACC | 491.4 | EUR
548601 | KRTK-A-315-SB |  | 612 Accessories AHU for educ. prem. | 61201 Shutters and valves | SENSE ACC | 525 | EUR
548602 | VK250 |  | 612 Accessories AHU for educ. prem. | 61201 Shutters and valves | SENSE ACC | 52.5 | EUR
548603 | VK315 |  | 612 Accessories AHU for educ. prem. | 61201 Shutters and valves | SENSE ACC | 57.75 | EUR
548604 | WFK-25-02 |  | 612 Accessories AHU for educ. prem. | 61201 Shutters and valves | SENSE ACC | 99.75 | EUR
548605 | WFK-30-02 |  | 612 Accessories AHU for educ. prem. | 61201 Shutters and valves | SENSE ACC | 103.95 | EUR
548609 | ZTZ-M8-1,0 |  | 612 Accessories AHU for educ. prem. | 61202 Heaters and Coolers | SENSE ACC | 4.31 | EUR
548608 | PUMP-012 |  | 612 Accessories AHU for educ. prem. | 61203 Electrical Accessories | SENSE ACC | 404.25 | EUR
548614 | CI-CO2-R |  | 612 Accessories AHU for educ. prem. | 61203 Electrical Accessories | SENSE ACC | 412.65 | EUR
548615 | CI-RH-R |  | 612 Accessories AHU for educ. prem. | 61203 Electrical Accessories | SENSE ACC | 237.3 | EUR
548616 | CI-AQS-COMBI |  | 612 Accessories AHU for educ. prem. | 61203 Electrical Accessories | SENSE ACC | 139.65 | EUR
548617 | CT-ROOM |  | 612 Accessories AHU for educ. prem. | 61203 Electrical Accessories | SENSE ACC | 55.65 | EUR
548622 | CI-CO2-22DC-11 |  | 612 Accessories AHU for educ. prem. | 61203 Electrical Accessories | SENSE ACC | 568.05 | EUR
548623 | CI-RH-22DTH-11M |  | 612 Accessories AHU for educ. prem. | 61203 Electrical Accessories | SENSE ACC | 394.8 | EUR
548624 | CI-PS-1003 |  | 612 Accessories AHU for educ. prem. | 61203 Electrical Accessories | SENSE ACC | 76.65 | EUR
548594 | Top connection set CX04 |  | 612 Accessories AHU for educ. prem. | 61204 Accessory kit´s | SENSE ACC | 520.8 | EUR
548595 | Top connection set CX07 |  | 612 Accessories AHU for educ. prem. | 61204 Accessory kit´s | SENSE ACC | 571.2 | EUR
548596 | Top connection set CX10 |  | 612 Accessories AHU for educ. prem. | 61204 Accessory kit´s | SENSE ACC | 631.05 | EUR
548597 | Side half-panel CX04 |  | 612 Accessories AHU for educ. prem. | 61204 Accessory kit´s | SENSE ACC | 133.35 | EUR
548598 | Side half-panel CX07 |  | 612 Accessories AHU for educ. prem. | 61204 Accessory kit´s | SENSE ACC | 136.5 | EUR
548599 | Side half-panel CX10 |  | 612 Accessories AHU for educ. prem. | 61204 Accessory kit´s | SENSE ACC | 144.9 | EUR
548606 | SK-HL138 |  | 612 Accessories AHU for educ. prem. | 61204 Accessory kit´s | SENSE ACC | 77.7 | EUR
548607 | SK-AKS3 |  | 612 Accessories AHU for educ. prem. | 61204 Accessory kit´s | SENSE ACC | 50.4 | EUR
548612 | External WCO module for QX10 |  | 612 Accessories AHU for educ. prem. | 61204 Accessory kit´s | SENSE ACC | 3727.5 | EUR
548613 | External DX module for QX10 |  | 612 Accessories AHU for educ. prem. | 61204 Accessory kit´s | SENSE ACC | 3644.55 | EUR
548621 | Roof insert RT50 |  | 612 Accessories AHU for educ. prem. | 61204 Accessory kit´s | SENSE ACC | 3115.35 | EUR
548918 | MK315 |  | 612 Accessories AHU for educ. prem. | 61204 Accessory kit´s | SENSE ACC | 10.4 | EUR
548582 | Extract filter CX04 Coarse 65% |  | 612 Accessories AHU for educ. prem. | 61205 Filters for Compact AHU | SENSE ACC | 39.9 | EUR
548583 | Extract filter CX04 ePM10 50% |  | 612 Accessories AHU for educ. prem. | 61205 Filters for Compact AHU | SENSE ACC | 49.35 | EUR
548584 | Supply filter CX04 ePM1 60% |  | 612 Accessories AHU for educ. prem. | 61205 Filters for Compact AHU | SENSE ACC | 33.6 | EUR
548585 | Supply filter CX04 ePM1 80% |  | 612 Accessories AHU for educ. prem. | 61205 Filters for Compact AHU | SENSE ACC | 39.9 | EUR
548586 | Extract filter CX07 Coarse 65% |  | 612 Accessories AHU for educ. prem. | 61205 Filters for Compact AHU | SENSE ACC | 58.8 | EUR
548587 | Extract filter CX07 ePM10 50% |  | 612 Accessories AHU for educ. prem. | 61205 Filters for Compact AHU | SENSE ACC | 50.4 | EUR
548588 | Supply filter CX07 ePM1 60% |  | 612 Accessories AHU for educ. prem. | 61205 Filters for Compact AHU | SENSE ACC | 86.1 | EUR
548589 | Supply filter CX07 ePM1 80% |  | 612 Accessories AHU for educ. prem. | 61205 Filters for Compact AHU | SENSE ACC | 90.3 | EUR
548590 | Extract filter CX10 Coarse 65% |  | 612 Accessories AHU for educ. prem. | 61205 Filters for Compact AHU | SENSE ACC | 50.4 | EUR
548591 | Extract filter CX10 ePM10 50% |  | 612 Accessories AHU for educ. prem. | 61205 Filters for Compact AHU | SENSE ACC | 61.95 | EUR
548592 | Supply filter CX10 ePM1 60% |  | 612 Accessories AHU for educ. prem. | 61205 Filters for Compact AHU | SENSE ACC | 159.6 | EUR
548593 | Supply filter CX10 ePM1 80% |  | 612 Accessories AHU for educ. prem. | 61205 Filters for Compact AHU | SENSE ACC | 201.6 | EUR
548610 | Supply filter QX10 ePM1 50% |  | 612 Accessories AHU for educ. prem. | 61205 Filters for Compact AHU | SENSE ACC | 425.48 | EUR
548611 | Extract filter QX10 ePM10 50% |  | 612 Accessories AHU for educ. prem. | 61205 Filters for Compact AHU | SENSE ACC | 133.35 | EUR
548618 | Pre-filter RT50 Coarse 65% |  | 612 Accessories AHU for educ. prem. | 61205 Filters for Compact AHU | SENSE ACC | 137.55 | EUR
548619 | Supply filter RT50 ePM1 60% |  | 612 Accessories AHU for educ. prem. | 61205 Filters for Compact AHU | SENSE ACC | 426.3 | EUR
548620 | Extract filters RT50 ePM10 50% |  | 612 Accessories AHU for educ. prem. | 61205 Filters for Compact AHU | SENSE ACC | 213.15 | EUR
64558000 | CLEVA-Cuelgues 500-2000 |  | 616 ERV units accessories | 61605 Accessory kit´s | CLEVA | 43 | EUR
64558005 | CLEVA-Cuelgues 3000-4000 |  | 616 ERV units accessories | 61605 Accessory kit´s | CLEVA | 51 | EUR
64558100 | CLEVA500 - Tejado |  | 616 ERV units accessories | 61605 Accessory kit´s | CLEVA | 100 | EUR
64558105 | CLEVA1000 - Tejado |  | 616 ERV units accessories | 61605 Accessory kit´s | CLEVA | 131 | EUR
64558110 | CLEVA1500 - Tejado |  | 616 ERV units accessories | 61605 Accessory kit´s | CLEVA | 155 | EUR
64558115 | CLEVA2000 - Tejado |  | 616 ERV units accessories | 61605 Accessory kit´s | CLEVA | 189 | EUR
64558120 | CLEVA3000 - Tejado |  | 616 ERV units accessories | 61605 Accessory kit´s | CLEVA | 318 | EUR
64558125 | CLEVA4000 - Tejado |  | 616 ERV units accessories | 61605 Accessory kit´s | CLEVA | 373 | EUR
454404 | SYSHP MINI 16 EVO-P R |  | 701 Chillers | 70120 Heat Pump Air cooled scroll 5-20 | SYSHP MINI | 9100 | EUR
519523 | SYSHP MINI 08 PRO Q |  | 701 Chillers | 70120 Heat Pump Air cooled scroll 5-20 | SYSHP MINI | 7154.16 | EUR
519524 | SYSHP MINI 12 PRO R |  | 701 Chillers | 70120 Heat Pump Air cooled scroll 5-20 | SYSHP MINI | 10566.4 | EUR
519525 | SYSHP MINI 16 PRO R |  | 701 Chillers | 70120 Heat Pump Air cooled scroll 5-20 | SYSHP MINI | 11275.68 | EUR
374987 | M.HP07-09 E-heater |  | 701 Chillers | 70190 Accessories Chillers | SYSHP MINI | 746.72 | EUR
381252 | SYSHP MINI Wire Tbt/T5 |  | 701 Chillers | 70190 Accessories Chillers | SYSHP MINI | 2.39 | EUR
323549 | SYSPLIT CASSETTE 24 LNS HP Q |  | 702 Splits & VRF | 70201 Splits Cassettes | SYSPLIT | 804.43 | EUR
323550 | SYSPLIT CASSETTE 36 LNS HP Q |  | 702 Splits & VRF | 70201 Splits Cassettes | SYSPLIT | 929.06 | EUR
323551 | SYSPLIT CASSETTE 48 LNS HP Q |  | 702 Splits & VRF | 70201 Splits Cassettes | SYSPLIT | 1111.37 | EUR
323552 | SYSPLIT CASSETTE 60 LNS HP Q |  | 702 Splits & VRF | 70201 Splits Cassettes | SYSPLIT | 1168.02 | EUR
479291 | SYSPLIT CASSETTE 12 + LNS HP Q |  | 702 Splits & VRF | 70201 Splits Cassettes | SYSPLIT | 674.65 | EUR
479292 | SYSPLIT CASSETTE 18 + LNS HP Q |  | 702 Splits & VRF | 70201 Splits Cassettes | SYSPLIT | 718.94 | EUR
315750 | SYSPLIT WALL PRIME 09 INV HP Q |  | 702 Splits & VRF | 70202 Splits Wall mounted | SYSPLIT | 159.65 | EUR
315807 | SYSPLIT WALL PRIME 18 INV HP Q |  | 702 Splits & VRF | 70202 Splits Wall mounted | SYSPLIT | 428.48 | EUR
315808 | SYSPLIT WALL PRIME 24 INV HP Q |  | 702 Splits & VRF | 70202 Splits Wall mounted | SYSPLIT | 428.48 | EUR
323539 | SYSPLIT WALL CUTE 09 EVO HP Q |  | 702 Splits & VRF | 70202 Splits Wall mounted | SYSPLIT | 299.73 | EUR
323540 | SYSPLIT WALL CUTE 12 EVO HP Q |  | 702 Splits & VRF | 70202 Splits Wall mounted | SYSPLIT | 330.63 | EUR
323541 | SYSPLIT WALL CUTE 18 EVO HP Q |  | 702 Splits & VRF | 70202 Splits Wall mounted | SYSPLIT | 371.83 | EUR
323542 | SYSPLIT WALL CUTE 24 EVO HP Q |  | 702 Splits & VRF | 70202 Splits Wall mounted | SYSPLIT | 511.91 | EUR
323572 | SYSPLIT WALL PRIME 12 INV HP Q |  | 702 Splits & VRF | 70202 Splits Wall mounted | SYSPLIT | 180.25 | EUR
479278 | ANIRA W 09 |  | 702 Splits & VRF | 70202 Splits Wall mounted | SYSPLIT | 296.64 | EUR
479279 | ANIRA W 12 |  | 702 Splits & VRF | 70202 Splits Wall mounted | SYSPLIT | 319.3 | EUR
479280 | ANIRA W 18 |  | 702 Splits & VRF | 70202 Splits Wall mounted | SYSPLIT | 425.39 | EUR
323553 | SYSPLIT CEILING 18 LNS HP Q |  | 702 Splits & VRF | 70203 Splits Floor / ceiling | SYSPLIT | 920.82 | EUR
323554 | SYSPLIT CEILING 24 LNS HP Q |  | 702 Splits & VRF | 70203 Splits Floor / ceiling | SYSPLIT | 973.35 | EUR
323555 | SYSPLIT CEILING 36 LNS HP Q |  | 702 Splits & VRF | 70203 Splits Floor / ceiling | SYSPLIT | 1118.58 | EUR
323556 | SYSPLIT CEILING 48 LNS HP Q |  | 702 Splits & VRF | 70203 Splits Floor / ceiling | SYSPLIT | 1248.36 | EUR
323557 | SYSPLIT CEILING 60 LNS HP Q |  | 702 Splits & VRF | 70203 Splits Floor / ceiling | SYSPLIT | 1317.37 | EUR
455843 | SYSPLIT CONSOLE 12 LNS HP Q |  | 702 Splits & VRF | 70203 Splits Floor / ceiling | SYSPLIT | 702.46 | EUR
315641 | SYSPLIT DUCT 24 EVO HP Q |  | 702 Splits & VRF | 70204 Splits Ducted | SYSPLIT | 1049.57 | EUR
479295 | SYSPLIT DUCT 12 + LNS HP Q |  | 702 Splits & VRF | 70204 Splits Ducted | SYSPLIT | 693.19 | EUR
479297 | SYSPLIT DUCT 24 + LNS HP Q |  | 702 Splits & VRF | 70204 Splits Ducted | SYSPLIT | 837.39 | EUR
479298 | SYSPLIT DUCT 36 + LNS HP Q |  | 702 Splits & VRF | 70204 Splits Ducted | SYSPLIT | 1027.94 | EUR
479301 | SYSPLIT DUCT 48 + LNS HP Q |  | 702 Splits & VRF | 70204 Splits Ducted | SYSPLIT | 1210.25 | EUR
479302 | SYSPLIT DUCT 60 + LNS HP Q |  | 702 Splits & VRF | 70204 Splits Ducted | SYSPLIT | 1225.7 | EUR
315864 | SYSPLIT MULTI4 36 EVO32 HP Q |  | 702 Splits & VRF | 70205 Multi splits/Outdoor units | SYSPLIT | 3022.02 | EUR
315865 | SYSPLIT MULTI5 42 EVO32 HP Q |  | 702 Splits & VRF | 70205 Multi splits/Outdoor units | SYSPLIT | 3221.84 | EUR
322263 | SYSPLIT WALL OUT 09 INV-X HP Q |  | 702 Splits & VRF | 70205 Multi splits/Outdoor units | SYSPLIT | 540.75 | EUR
322289 | SYSPLIT WALL OUT 12 INV-X HP Q |  | 702 Splits & VRF | 70205 Multi splits/Outdoor units | SYSPLIT | 552.08 | EUR
322333 | SYSPLIT WALL OUT 18 INV-X HP Q |  | 702 Splits & VRF | 70205 Multi splits/Outdoor units | SYSPLIT | 920.82 | EUR
322525 | SYSPLIT WALL OUT 24 INV-X HP Q |  | 702 Splits & VRF | 70205 Multi splits/Outdoor units | SYSPLIT | 1241.15 | EUR
323543 | SYSPLIT WALL OUT 09 EVO-X HP Q |  | 702 Splits & VRF | 70205 Multi splits/Outdoor units | SYSPLIT | 704.52 | EUR
323544 | SYSPLIT WALL OUT 12 EVO-X HP Q |  | 702 Splits & VRF | 70205 Multi splits/Outdoor units | SYSPLIT | 766.32 | EUR
323545 | SYSPLIT WALL OUT 18 EVO-X HP Q |  | 702 Splits & VRF | 70205 Multi splits/Outdoor units | SYSPLIT | 984.68 | EUR
323546 | SYSPLIT WALL OUT 24 EVO-X HP Q |  | 702 Splits & VRF | 70205 Multi splits/Outdoor units | SYSPLIT | 1292.65 | EUR
323565 | SYSPLIT OUTDOOR 12 LNS-X HP Q |  | 702 Splits & VRF | 70205 Multi splits/Outdoor units | SYSPLIT | 1016.61 | EUR
323566 | SYSPLIT OUTDOOR 18 LNS-X HP Q |  | 702 Splits & VRF | 70205 Multi splits/Outdoor units | SYSPLIT | 1408.01 | EUR
323567 | SYSPLIT OUTDOOR 24 LNS-X HP Q |  | 702 Splits & VRF | 70205 Multi splits/Outdoor units | SYSPLIT | 1680.96 | EUR
323568 | SYSPLIT OUTDOOR 36 LNS-X HP Q |  | 702 Splits & VRF | 70205 Multi splits/Outdoor units | SYSPLIT | 2947.86 | EUR
323569 | SYSPLIT OUTDOOR 36 LNS-X HP R |  | 702 Splits & VRF | 70205 Multi splits/Outdoor units | SYSPLIT | 3331.02 | EUR
327472 | SYSPLIT MULTI2 18 EVO-X HP Q |  | 702 Splits & VRF | 70205 Multi splits/Outdoor units | SYSPLIT | 1415.22 | EUR
327473 | SYSPLIT MULTI3 27 EVO-X HP Q |  | 702 Splits & VRF | 70205 Multi splits/Outdoor units | SYSPLIT | 2343.25 | EUR
479282 | ANIRA O 09 |  | 702 Splits & VRF | 70205 Multi splits/Outdoor units | SYSPLIT | 626.24 | EUR
479283 | ANIRA O 12 |  | 702 Splits & VRF | 70205 Multi splits/Outdoor units | SYSPLIT | 677.74 | EUR
479284 | ANIRA O 18 |  | 702 Splits & VRF | 70205 Multi splits/Outdoor units | SYSPLIT | 1066.05 | EUR
479306 | SYSPLIT OUTDOOR 48 LNS-X HP R |  | 702 Splits & VRF | 70205 Multi splits/Outdoor units | SYSPLIT | 3672.98 | EUR
479307 | SYSPLIT OUTDOOR 60 LNS-X HP R |  | 702 Splits & VRF | 70205 Multi splits/Outdoor units | SYSPLIT | 3792.46 | EUR
545262 | SYSPLIT OUTDOOR 24 LNS-X HP Q |  | 702 Splits & VRF | 70205 Multi splits/Outdoor units | SYSPLIT | 1680.96 | EUR
316226 | SYSVRF2 CASSETTE MINI 28 Q |  | 702 Splits & VRF | 70206 VRF Cassettes | SYSVRF | 993 | EUR
316227 | SYSVRF2 CASSETTE MINI 36 Q |  | 702 Splits & VRF | 70206 VRF Cassettes | SYSVRF | 1024 | EUR
316235 | SYSVRF2 CASSETTE 112 Q |  | 702 Splits & VRF | 70206 VRF Cassettes | SYSVRF | 1824 | EUR
455431 | SYSVRF3 CASSETTE Mini 22 Q |  | 702 Splits & VRF | 70206 VRF Cassettes | SYSVRF | 1166.99 | EUR
455432 | SYSVRF3 CASSETTE Mini 28 Q |  | 702 Splits & VRF | 70206 VRF Cassettes | SYSVRF | 1223.64 | EUR
455433 | SYSVRF3 CASSETTE Mini 36 Q |  | 702 Splits & VRF | 70206 VRF Cassettes | SYSVRF | 1262.78 | EUR
455434 | SYSVRF3 CASSETTE Mini 45 Q |  | 702 Splits & VRF | 70206 VRF Cassettes | SYSVRF | 1301.92 | EUR
455435 | SYSVRF3 CASSETTE Mini 56 Q |  | 702 Splits & VRF | 70206 VRF Cassettes | SYSVRF | 1370.93 | EUR
455436 | SYSVRF3 CASSETTE Mini 63 Q |  | 702 Splits & VRF | 70206 VRF Cassettes | SYSVRF | 1401.83 | EUR
455442 | SYSVRF3 CASSETTE 71 Q |  | 702 Splits & VRF | 70206 VRF Cassettes | SYSVRF | 1836.49 | EUR
455443 | SYSVRF3 CASSETTE 90 Q |  | 702 Splits & VRF | 70206 VRF Cassettes | SYSVRF | 1980.69 | EUR
455444 | SYSVRF3 CASSETTE 112 Q |  | 702 Splits & VRF | 70206 VRF Cassettes | SYSVRF | 2246.43 | EUR
455445 | SYSVRF3 CASSETTE 140 Q |  | 702 Splits & VRF | 70206 VRF Cassettes | SYSVRF | 2280.42 | EUR
456085 | SYSVRF3 CASSETTE 1W 28 Q |  | 702 Splits & VRF | 70206 VRF Cassettes | SYSVRF | 1450.24 | EUR
456086 | SYSVRF3 CASSETTE 1W 22 Q |  | 702 Splits & VRF | 70206 VRF Cassettes | SYSVRF | 1244.24 | EUR
456087 | SYSVRF3 CASSETTE 1W 36 Q |  | 702 Splits & VRF | 70206 VRF Cassettes | SYSVRF | 1491.44 | EUR
455457 | SYSVRF3 WALL 22 Q |  | 702 Splits & VRF | 70207 VRF Wall mounted | SYSVRF | 862.11 | EUR
455458 | SYSVRF3 WALL 28 Q |  | 702 Splits & VRF | 70207 VRF Wall mounted | SYSVRF | 913.61 | EUR
455459 | SYSVRF3 WALL 36 Q |  | 702 Splits & VRF | 70207 VRF Wall mounted | SYSVRF | 975.41 | EUR
455460 | SYSVRF3 WALL 45 Q |  | 702 Splits & VRF | 70207 VRF Wall mounted | SYSVRF | 1118.58 | EUR
455461 | SYSVRF3 WALL 56 Q |  | 702 Splits & VRF | 70207 VRF Wall mounted | SYSVRF | 1144.33 | EUR
459352 | SYSVRF3 CEILING 36 Q |  | 702 Splits & VRF | 70208 VRF Floor / ceiling | SYSVRF | 1313.25 | EUR
459353 | SYSVRF3 CEILING 45 Q |  | 702 Splits & VRF | 70208 VRF Floor / ceiling | SYSVRF | 1412.13 | EUR
459354 | SYSVRF3 CEILING 56 Q |  | 702 Splits & VRF | 70208 VRF Floor / ceiling | SYSVRF | 1512.04 | EUR
459355 | SYSVRF3 CEILING 71 Q |  | 702 Splits & VRF | 70208 VRF Floor / ceiling | SYSVRF | 1621.22 | EUR
459357 | SYSVRF3 CEILING 90 Q |  | 702 Splits & VRF | 70208 VRF Floor / ceiling | SYSVRF | 1808.68 | EUR
459359 | SYSVRF3 CEILING 112 Q |  | 702 Splits & VRF | 70208 VRF Floor / ceiling | SYSVRF | 2014.68 | EUR
459361 | SYSVRF3 CEILING 140 Q |  | 702 Splits & VRF | 70208 VRF Floor / ceiling | SYSVRF | 2153.73 | EUR
455447 | SYSVRF3 DUCT 22 Q |  | 702 Splits & VRF | 70209 VRF Ducted | SYSVRF | 979.53 | EUR
455448 | SYSVRF3 DUCT 28 Q |  | 702 Splits & VRF | 70209 VRF Ducted | SYSVRF | 1018.67 | EUR
455449 | SYSVRF3 DUCT 36 Q |  | 702 Splits & VRF | 70209 VRF Ducted | SYSVRF | 1118.58 | EUR
455450 | SYSVRF3 DUCT 45 Q |  | 702 Splits & VRF | 70209 VRF Ducted | SYSVRF | 1370.93 | EUR
455451 | SYSVRF3 DUCT 56 Q |  | 702 Splits & VRF | 70209 VRF Ducted | SYSVRF | 1405.95 | EUR
455452 | SYSVRF3 DUCT 71 Q |  | 702 Splits & VRF | 70209 VRF Ducted | SYSVRF | 1493.5 | EUR
455453 | SYSVRF3 DUCT 90 Q |  | 702 Splits & VRF | 70209 VRF Ducted | SYSVRF | 1584.14 | EUR
455454 | SYSVRF3 DUCT 112 Q |  | 702 Splits & VRF | 70209 VRF Ducted | SYSVRF | 1732.46 | EUR
455455 | SYSVRF3 DUCT 140 Q |  | 702 Splits & VRF | 70209 VRF Ducted | SYSVRF | 1832.37 | EUR
455456 | SYSVRF3 DUCT 160 Q |  | 702 Splits & VRF | 70209 VRF Ducted | SYSVRF | 1845.76 | EUR
456107 | SYSVRF3 DUCT HP 112 Q |  | 702 Splits & VRF | 70209 VRF Ducted | SYSVRF | 2207.29 | EUR
456108 | SYSVRF3 DUCT HP 140 Q |  | 702 Splits & VRF | 70209 VRF Ducted | SYSVRF | 2355.61 | EUR
456109 | SYSVRF3 DUCT HP 200 Q |  | 702 Splits & VRF | 70209 VRF Ducted | SYSVRF | 4098.37 | EUR
456110 | SYSVRF3 DUCT HP 280 Q |  | 702 Splits & VRF | 70209 VRF Ducted | SYSVRF | 4546.42 | EUR
319124 | SYSVRF2 224 AIR EVO A HP R |  | 702 Splits & VRF | 70210 VRF Outdoor | SYSVRF | 6496.21 | EUR
319125 | SYSVRF2 260 AIR EVO A HP R |  | 702 Splits & VRF | 70210 VRF Outdoor | SYSVRF | 6779.46 | EUR
319163 | SYSVRF2 280 AIR EVO A HP R |  | 702 Splits & VRF | 70210 VRF Outdoor | SYSVRF | 6995.76 | EUR
449393 | SYSVRF3 080 AIR EVO32 HP Q |  | 702 Splits & VRF | 70210 VRF Outdoor | SYSVRF | 3300.12 | EUR
449394 | SYSVRF3 120 AIR EVO32 HP Q |  | 702 Splits & VRF | 70210 VRF Outdoor | SYSVRF | 4205.49 | EUR
449395 | SYSVRF3 140 AIR EVO32 HP R |  | 702 Splits & VRF | 70210 VRF Outdoor | SYSVRF | 5816.41 | EUR
449396 | SYSVRF3 160 AIR EVO32 HP R |  | 702 Splits & VRF | 70210 VRF Outdoor | SYSVRF | 6190.3 | EUR
449397 | SYSVRF3 180 AIR EVO32 HP R |  | 702 Splits & VRF | 70210 VRF Outdoor | SYSVRF | 6516.81 | EUR
452281 | SYSVRF3 M 335 AIR EVO HP R |  | 702 Splits & VRF | 70210 VRF Outdoor | SYSVRF | 15647.76 | EUR
452392 | SYSVRF3 M 615 AIR EVO HP R |  | 702 Splits & VRF | 70210 VRF Outdoor | SYSVRF | 25706.74 | EUR
452395 | SYSVRF3 M 785 AIR EVO HP R |  | 702 Splits & VRF | 70210 VRF Outdoor | SYSVRF | 31356.29 | EUR
452397 | SYSVRF3 M 900 AIR EVO HP R |  | 702 Splits & VRF | 70210 VRF Outdoor | SYSVRF | 34203.21 | EUR
452565 | SYSVRF3 400 AIR EVO-S HP R |  | 702 Splits & VRF | 70210 VRF Outdoor | SYSVRF | 11978.9 | EUR
452566 | SYSVRF3 450 AIR EVO-S HP R |  | 702 Splits & VRF | 70210 VRF Outdoor | SYSVRF | 14716.64 | EUR
452567 | SYSVRF3 500 AIR EVO-S HP R |  | 702 Splits & VRF | 70210 VRF Outdoor | SYSVRF | 16928.05 | EUR
452568 | SYSVRF3 560 AIR EVO-S HP R |  | 702 Splits & VRF | 70210 VRF Outdoor | SYSVRF | 16997.06 | EUR
452569 | SYSVRF3 615 AIR EVO-S HP R |  | 702 Splits & VRF | 70210 VRF Outdoor | SYSVRF | 17315.33 | EUR
455467 | SYSVRF3 252 AIR EVO-S HP R |  | 702 Splits & VRF | 70210 VRF Outdoor | SYSVRF | 10776.89 | EUR
455468 | SYSVRF3 280 AIR EVO-S HP R |  | 702 Splits & VRF | 70210 VRF Outdoor | SYSVRF | 11308.37 | EUR
455469 | SYSVRF3 335 AIR EVO-S HP R |  | 702 Splits & VRF | 70210 VRF Outdoor | SYSVRF | 11464.93 | EUR
544320 | VRF3 AHU BOX_Spare Sensor Set |  | 702 Splits & VRF | 70290 Accessories Splits & VRF | SPAREPARTS | 85.49 | EUR
316360 | SYSPANEL CASSETTE MINI SYSVRF2 |  | 702 Splits & VRF | 70290 Accessories Splits & VRF | SYSPANEL | 200 | EUR
316361 | SYSPANEL CASSETTE EVO SYSVRF2 |  | 702 Splits & VRF | 70290 Accessories Splits & VRF | SYSPANEL | 316 | EUR
323719 | SYSPANEL CASSETTE LNS SPLIT |  | 702 Splits & VRF | 70290 Accessories Splits & VRF | SYSPANEL | 232.78 | EUR
455437 | SYSPANEL CASSETTE MINI SYSVRF3 |  | 702 Splits & VRF | 70290 Accessories Splits & VRF | SYSPANEL | 209.09 | EUR
455446 | SYSPANEL CASSETTE EVO SYSVRF3 |  | 702 Splits & VRF | 70290 Accessories Splits & VRF | SYSPANEL | 330.63 | EUR
456088 | SYSPANEL CASSETTE 1W VRF3 |  | 702 Splits & VRF | 70290 Accessories Splits & VRF | SYSPANEL | 187.46 | EUR
92791 | Frost protect. sensor NTC 10K |  | 702 Splits & VRF | 70290 Accessories Splits & VRF | SYSPLIT | 3.61 | EUR
231126 | Twin CU-Tube 1/4"+3/8" insul. |  | 702 Splits & VRF | 70290 Accessories Splits & VRF | SYSPLIT | 410.97 | EUR
231127 | Twin CU-Tube 1/4"+1/2" insul. |  | 702 Splits & VRF | 70290 Accessories Splits & VRF | SYSPLIT | 477.92 | EUR
231128 | Twin CU-Tube 3/8"+5/8" insul. |  | 702 Splits & VRF | 70290 Accessories Splits & VRF | SYSPLIT | 752.93 | EUR
251968 | Vibration damping base 600 |  | 702 Splits & VRF | 70290 Accessories Splits & VRF | SYSPLIT | 101.97 | EUR
251969 | Vibration damping base 1200 |  | 702 Splits & VRF | 70290 Accessories Splits & VRF | SYSPLIT | 154.5 | EUR
315152 | SYSPLIT WIFI MODULE |  | 702 Splits & VRF | 70290 Accessories Splits & VRF | SYSPLIT | 65.92 | EUR
315182 | SYS RM 57 |  | 702 Splits & VRF | 70290 Accessories Splits & VRF | SYSPLIT | 24.72 | EUR
317309 | SYSPLIT WIFI MODULE LCAC |  | 702 Splits & VRF | 70290 Accessories Splits & VRF | SYSPLIT | 169.95 | EUR
449368 | Twin CU-Tube 1/4"+5/8" insul. |  | 702 Splits & VRF | 70290 Accessories Splits & VRF | SYSPLIT | 667.44 | EUR
453830 | Wall bracket flex 520 |  | 702 Splits & VRF | 70290 Accessories Splits & VRF | SYSPLIT | 70.04 | EUR
467251 | SPLIT-AHU Kit 0-10V LNS V2 |  | 702 Splits & VRF | 70290 Accessories Splits & VRF | SYSPLIT | 461.44 | EUR
469493 | SPLIT-AHU Kit LNS V2 advanced |  | 702 Splits & VRF | 70290 Accessories Splits & VRF | SYSPLIT | 2489.51 | EUR
479293 | SYSPANEL CASSETTE + MINI SPLIT |  | 702 Splits & VRF | 70290 Accessories Splits & VRF | SYSPLIT | 125.66 | EUR
314149 | SYSVRF JOINT IN 01 2P |  | 702 Splits & VRF | 70290 Accessories Splits & VRF | SYSVRF | 89.61 | EUR
314150 | SYSVRF JOINT IN 02 2P |  | 702 Splits & VRF | 70290 Accessories Splits & VRF | SYSVRF | 94.76 | EUR
314151 | SYSVRF JOINT IN 03 2P |  | 702 Splits & VRF | 70290 Accessories Splits & VRF | SYSVRF | 174.07 | EUR
314152 | SYSVRF JOINT IN 04 2P |  | 702 Splits & VRF | 70290 Accessories Splits & VRF | SYSVRF | 300.76 | EUR
314153 | SYSVRF JOINT IN 05 2P |  | 702 Splits & VRF | 70290 Accessories Splits & VRF | SYSVRF | 290.46 | EUR
314154 | SYSVRF JOINT IN 06 2P |  | 702 Splits & VRF | 70290 Accessories Splits & VRF | SYSVRF | 372.86 | EUR
314774 | SYS WC 120 |  | 702 Splits & VRF | 70290 Accessories Splits & VRF | SYSVRF | 200.85 | EUR
314819 | SYS WC 120G |  | 702 Splits & VRF | 70290 Accessories Splits & VRF | SYSVRF | 216.3 | EUR
316262 | SYS WSC 86 |  | 702 Splits & VRF | 70290 Accessories Splits & VRF | SYSVRF | 101.97 | EUR
316263 | SYS CWC TOUCH 6.2 |  | 702 Splits & VRF | 70290 Accessories Splits & VRF | SYSVRF | 1462.6 | EUR
316270 | SYSVRF2 JOINT OUT 02 HP |  | 702 Splits & VRF | 70290 Accessories Splits & VRF | SYSVRF | 322.39 | EUR
316272 | SYSVRF JOINT IN 07 2P |  | 702 Splits & VRF | 70290 Accessories Splits & VRF | SYSVRF | 424.36 | EUR
317708 | SYSVRF2 AHU BOX 22-90 |  | 702 Splits & VRF | 70290 Accessories Splits & VRF | SYSVRF | 739.54 | EUR
317709 | SYSVRF2 AHU BOX 90-200 |  | 702 Splits & VRF | 70290 Accessories Splits & VRF | SYSVRF | 772 | EUR
456126 | SYSVRF3 RM12 |  | 702 Splits & VRF | 70290 Accessories Splits & VRF | SYSVRF | 64.89 | EUR
456127 | SYSVRF3 WGC86T |  | 702 Splits & VRF | 70290 Accessories Splits & VRF | SYSVRF | 252.35 | EUR
456128 | SYSVRF3 WGC86S |  | 702 Splits & VRF | 70290 Accessories Splits & VRF | SYSVRF | 195.7 | EUR
456129 | SYSVRF3 CWC 10 |  | 702 Splits & VRF | 70290 Accessories Splits & VRF | SYSVRF | 3016.87 | EUR
456130 | SYSVRF3 KNX-GW |  | 702 Splits & VRF | 70290 Accessories Splits & VRF | SYSVRF | 526.33 | EUR
456133 | SYSVRF3 BAC-GW |  | 702 Splits & VRF | 70290 Accessories Splits & VRF | SYSVRF | 6564.19 | EUR
456135 | SYSVRF3 MOD-GW |  | 702 Splits & VRF | 70290 Accessories Splits & VRF | SYSVRF | 6564.19 | EUR
466111 | SYSVRF3 Cloud Gateway |  | 702 Splits & VRF | 70290 Accessories Splits & VRF | SYSVRF | 783.83 | EUR
466112 | SYSVRF3 XYE-Extension Kit |  | 702 Splits & VRF | 70290 Accessories Splits & VRF | SYSVRF | 565.47 | EUR
466114 | SYSVRF3 M1/M2-Repeater |  | 702 Splits & VRF | 70290 Accessories Splits & VRF | SYSVRF | 261.62 | EUR
466571 | SYSVRF3 AHU BOX 22-90 |  | 702 Splits & VRF | 70290 Accessories Splits & VRF | SYSVRF | 812.67 | EUR
466572 | SYSVRF3 AHU BOX 90-200 |  | 702 Splits & VRF | 70290 Accessories Splits & VRF | SYSVRF | 848.72 | EUR
466573 | SYSVRF3 AHU BOX 200-360 |  | 702 Splits & VRF | 70290 Accessories Splits & VRF | SYSVRF | 924.94 | EUR
466574 | SYSVRF3 AHU BOX 360-560 |  | 702 Splits & VRF | 70290 Accessories Splits & VRF | SYSVRF | 1072.23 | EUR
476744 | SYSVRF3 Bluetooth Module |  | 702 Splits & VRF | 70290 Accessories Splits & VRF | SYSVRF | 231.75 | EUR
479308 | SYSVRF3 AHU BOX 560-1680 |  | 702 Splits & VRF | 70290 Accessories Splits & VRF | SYSVRF | 1171.11 | EUR
516918 | SR C 13 L AC 2P VC |  | 705 Fan coils (all types) | 70501 Fan coils Floor/Ceiling | SERENA | 432.6 | EUR
516921 | SR C 14 L AC 2P VC |  | 705 Fan coils (all types) | 70501 Fan coils Floor/Ceiling | SERENA | 445.99 | EUR
516922 | SR C 23 L AC 2P VC |  | 705 Fan coils (all types) | 70501 Fan coils Floor/Ceiling | SERENA | 453.2 | EUR
516923 | SR C 24 L AC 2P VC |  | 705 Fan coils (all types) | 70501 Fan coils Floor/Ceiling | SERENA | 478.95 | EUR
516924 | SR C 33 L AC 2P VC |  | 705 Fan coils (all types) | 70501 Fan coils Floor/Ceiling | SERENA | 497.49 | EUR
516925 | SR C 34 L AC 2P VC |  | 705 Fan coils (all types) | 70501 Fan coils Floor/Ceiling | SERENA | 523.24 | EUR
516926 | SR C 43 L AC 2P VC |  | 705 Fan coils (all types) | 70501 Fan coils Floor/Ceiling | SERENA | 535.6 | EUR
516927 | SR C 44 L AC 2P VC |  | 705 Fan coils (all types) | 70501 Fan coils Floor/Ceiling | SERENA | 558.26 | EUR
516928 | SR C 53 L AC 2P VC |  | 705 Fan coils (all types) | 70501 Fan coils Floor/Ceiling | SERENA | 561.35 | EUR
516929 | SR C 54 L AC 2P VC |  | 705 Fan coils (all types) | 70501 Fan coils Floor/Ceiling | SERENA | 594.31 | EUR
516930 | SR C 63 L AC 2P VC |  | 705 Fan coils (all types) | 70501 Fan coils Floor/Ceiling | SERENA | 605.64 | EUR
516931 | SR C 64 L AC 2P VC |  | 705 Fan coils (all types) | 70501 Fan coils Floor/Ceiling | SERENA | 656.11 | EUR
516932 | SR C 73 L AC 2P VC |  | 705 Fan coils (all types) | 70501 Fan coils Floor/Ceiling | SERENA | 667.44 | EUR
516933 | SR C 74 L AC 2P VC |  | 705 Fan coils (all types) | 70501 Fan coils Floor/Ceiling | SERENA | 727.18 | EUR
516934 | SR C 83 L AC 2P VC |  | 705 Fan coils (all types) | 70501 Fan coils Floor/Ceiling | SERENA | 761.17 | EUR
516935 | SR C 84 L AC 2P VC |  | 705 Fan coils (all types) | 70501 Fan coils Floor/Ceiling | SERENA | 832.24 | EUR
516936 | SR C 93 L AC 2P VC |  | 705 Fan coils (all types) | 70501 Fan coils Floor/Ceiling | SERENA | 799.28 | EUR
516937 | SR C 94 L AC 2P VC |  | 705 Fan coils (all types) | 70501 Fan coils Floor/Ceiling | SERENA | 866.23 | EUR
516938 | SR C 13 L AC 2P HC |  | 705 Fan coils (all types) | 70501 Fan coils Floor/Ceiling | SERENA | 450.11 | EUR
516939 | SR C 14 L AC 2P HC |  | 705 Fan coils (all types) | 70501 Fan coils Floor/Ceiling | SERENA | 462.47 | EUR
516940 | SR C 23 L AC 2P HC |  | 705 Fan coils (all types) | 70501 Fan coils Floor/Ceiling | SERENA | 478.95 | EUR
516941 | SR C 24 L AC 2P HC |  | 705 Fan coils (all types) | 70501 Fan coils Floor/Ceiling | SERENA | 505.73 | EUR
516942 | SR C 33 L AC 2P HC |  | 705 Fan coils (all types) | 70501 Fan coils Floor/Ceiling | SERENA | 520.15 | EUR
516943 | SR C 34 L AC 2P HC |  | 705 Fan coils (all types) | 70501 Fan coils Floor/Ceiling | SERENA | 554.14 | EUR
516944 | SR C 43 L AC 2P HC |  | 705 Fan coils (all types) | 70501 Fan coils Floor/Ceiling | SERENA | 562.38 | EUR
516945 | SR C 44 L AC 2P HC |  | 705 Fan coils (all types) | 70501 Fan coils Floor/Ceiling | SERENA | 584.01 | EUR
516946 | SR C 53 L AC 2P HC |  | 705 Fan coils (all types) | 70501 Fan coils Floor/Ceiling | SERENA | 604.61 | EUR
516947 | SR C 54 L AC 2P HC |  | 705 Fan coils (all types) | 70501 Fan coils Floor/Ceiling | SERENA | 633.45 | EUR
516948 | SR C 63 L AC 2P HC |  | 705 Fan coils (all types) | 70501 Fan coils Floor/Ceiling | SERENA | 655.08 | EUR
516949 | SR C 64 L AC 2P HC |  | 705 Fan coils (all types) | 70501 Fan coils Floor/Ceiling | SERENA | 703.49 | EUR
516950 | SR C 73 L AC 2P HC |  | 705 Fan coils (all types) | 70501 Fan coils Floor/Ceiling | SERENA | 708.64 | EUR
516951 | SR C 74 L AC 2P HC |  | 705 Fan coils (all types) | 70501 Fan coils Floor/Ceiling | SERENA | 769.41 | EUR
516952 | SR C 83 L AC 2P HC |  | 705 Fan coils (all types) | 70501 Fan coils Floor/Ceiling | SERENA | 794.13 | EUR
516953 | SR C 84 L AC 2P HC |  | 705 Fan coils (all types) | 70501 Fan coils Floor/Ceiling | SERENA | 866.23 | EUR
516954 | SR C 93 L AC 2P HC |  | 705 Fan coils (all types) | 70501 Fan coils Floor/Ceiling | SERENA | 835.33 | EUR
516955 | SR C 94 L AC 2P HC |  | 705 Fan coils (all types) | 70501 Fan coils Floor/Ceiling | SERENA | 901.25 | EUR
516956 | SR C 13 L AC 2P N |  | 705 Fan coils (all types) | 70501 Fan coils Floor/Ceiling | SERENA | 388.31 | EUR
516957 | SR C 14 L AC 2P N |  | 705 Fan coils (all types) | 70501 Fan coils Floor/Ceiling | SERENA | 399.64 | EUR
516958 | SR C 23 L AC 2P N |  | 705 Fan coils (all types) | 70501 Fan coils Floor/Ceiling | SERENA | 406.85 | EUR
516959 | SR C 24 L AC 2P N |  | 705 Fan coils (all types) | 70501 Fan coils Floor/Ceiling | SERENA | 433.63 | EUR
516960 | SR C 33 L AC 2P N |  | 705 Fan coils (all types) | 70501 Fan coils Floor/Ceiling | SERENA | 450.11 | EUR
516961 | SR C 34 L AC 2P N |  | 705 Fan coils (all types) | 70501 Fan coils Floor/Ceiling | SERENA | 479.98 | EUR
516962 | SR C 43 L AC 2P N |  | 705 Fan coils (all types) | 70501 Fan coils Floor/Ceiling | SERENA | 494.4 | EUR
516963 | SR C 44 L AC 2P N |  | 705 Fan coils (all types) | 70501 Fan coils Floor/Ceiling | SERENA | 515 | EUR
516964 | SR C 53 L AC 2P N |  | 705 Fan coils (all types) | 70501 Fan coils Floor/Ceiling | SERENA | 527.36 | EUR
516965 | SR C 54 L AC 2P N |  | 705 Fan coils (all types) | 70501 Fan coils Floor/Ceiling | SERENA | 560.32 | EUR
516966 | SR C 63 L AC 2P N |  | 705 Fan coils (all types) | 70501 Fan coils Floor/Ceiling | SERENA | 562.38 | EUR
516967 | SR C 64 L AC 2P N |  | 705 Fan coils (all types) | 70501 Fan coils Floor/Ceiling | SERENA | 612.85 | EUR
516968 | SR C 73 L AC 2P N |  | 705 Fan coils (all types) | 70501 Fan coils Floor/Ceiling | SERENA | 615.94 | EUR
516969 | SR C 74 L AC 2P N |  | 705 Fan coils (all types) | 70501 Fan coils Floor/Ceiling | SERENA | 677.74 | EUR
516970 | SR C 83 L AC 2P N |  | 705 Fan coils (all types) | 70501 Fan coils Floor/Ceiling | SERENA | 705.55 | EUR
516971 | SR C 84 L AC 2P N |  | 705 Fan coils (all types) | 70501 Fan coils Floor/Ceiling | SERENA | 774.56 | EUR
516972 | SR C 93 L AC 2P N |  | 705 Fan coils (all types) | 70501 Fan coils Floor/Ceiling | SERENA | 742.63 | EUR
516973 | SR C 94 L AC 2P N |  | 705 Fan coils (all types) | 70501 Fan coils Floor/Ceiling | SERENA | 811.64 | EUR
516974 | SR C 13 L AC 2P VCF |  | 705 Fan coils (all types) | 70501 Fan coils Floor/Ceiling | SERENA | 450.11 | EUR
516975 | SR C 14 L AC 2P VCF |  | 705 Fan coils (all types) | 70501 Fan coils Floor/Ceiling | SERENA | 462.47 | EUR
516976 | SR C 23 L AC 2P VCF |  | 705 Fan coils (all types) | 70501 Fan coils Floor/Ceiling | SERENA | 478.95 | EUR
516977 | SR C 24 L AC 2P VCF |  | 705 Fan coils (all types) | 70501 Fan coils Floor/Ceiling | SERENA | 505.73 | EUR
516978 | SR C 33 L AC 2P VCF |  | 705 Fan coils (all types) | 70501 Fan coils Floor/Ceiling | SERENA | 520.15 | EUR
516979 | SR C 34 L AC 2P VCF |  | 705 Fan coils (all types) | 70501 Fan coils Floor/Ceiling | SERENA | 554.14 | EUR
516980 | SR C 43 L AC 2P VCF |  | 705 Fan coils (all types) | 70501 Fan coils Floor/Ceiling | SERENA | 562.38 | EUR
516981 | SR C 44 L AC 2P VCF |  | 705 Fan coils (all types) | 70501 Fan coils Floor/Ceiling | SERENA | 584.01 | EUR
516982 | SR C 53 L AC 2P VCF |  | 705 Fan coils (all types) | 70501 Fan coils Floor/Ceiling | SERENA | 604.61 | EUR
516983 | SR C 54 L AC 2P VCF |  | 705 Fan coils (all types) | 70501 Fan coils Floor/Ceiling | SERENA | 633.45 | EUR
516984 | SR C 63 L AC 2P VCF |  | 705 Fan coils (all types) | 70501 Fan coils Floor/Ceiling | SERENA | 655.08 | EUR
516985 | SR C 64 L AC 2P VCF |  | 705 Fan coils (all types) | 70501 Fan coils Floor/Ceiling | SERENA | 703.49 | EUR
516986 | SR C 73 L AC 2P VCF |  | 705 Fan coils (all types) | 70501 Fan coils Floor/Ceiling | SERENA | 708.64 | EUR
516987 | SR C 74 L AC 2P VCF |  | 705 Fan coils (all types) | 70501 Fan coils Floor/Ceiling | SERENA | 769.41 | EUR
516988 | SR C 83 L AC 2P VCF |  | 705 Fan coils (all types) | 70501 Fan coils Floor/Ceiling | SERENA | 794.13 | EUR
516989 | SR C 84 L AC 2P VCF |  | 705 Fan coils (all types) | 70501 Fan coils Floor/Ceiling | SERENA | 866.23 | EUR
516990 | SR C 93 L AC 2P VCF |  | 705 Fan coils (all types) | 70501 Fan coils Floor/Ceiling | SERENA | 835.33 | EUR
516991 | SR C 94 L AC 2P VCF |  | 705 Fan coils (all types) | 70501 Fan coils Floor/Ceiling | SERENA | 901.25 | EUR
516992 | SR C 13 L AC 4P VC |  | 705 Fan coils (all types) | 70501 Fan coils Floor/Ceiling | SERENA | 477.92 | EUR
516993 | SR C 13 L AC 4PH VC |  | 705 Fan coils (all types) | 70501 Fan coils Floor/Ceiling | SERENA | 504.7 | EUR
516994 | SR C 14 L AC 4P VC |  | 705 Fan coils (all types) | 70501 Fan coils Floor/Ceiling | SERENA | 489.25 | EUR
516995 | SR C 23 L AC 4P VC |  | 705 Fan coils (all types) | 70501 Fan coils Floor/Ceiling | SERENA | 499.55 | EUR
516996 | SR C 23 L AC 4PH VC |  | 705 Fan coils (all types) | 70501 Fan coils Floor/Ceiling | SERENA | 544.87 | EUR
516997 | SR C 24 L AC 4P VC |  | 705 Fan coils (all types) | 70501 Fan coils Floor/Ceiling | SERENA | 522.21 | EUR
516998 | SR C 33 L AC 4P VC |  | 705 Fan coils (all types) | 70501 Fan coils Floor/Ceiling | SERENA | 555.17 | EUR
516999 | SR C 33 L AC 4PH VC |  | 705 Fan coils (all types) | 70501 Fan coils Floor/Ceiling | SERENA | 605.64 | EUR
517002 | SR C 34 L AC 4P VC |  | 705 Fan coils (all types) | 70501 Fan coils Floor/Ceiling | SERENA | 584.01 | EUR
517003 | SR C 43 L AC 4P VC |  | 705 Fan coils (all types) | 70501 Fan coils Floor/Ceiling | SERENA | 596.37 | EUR
517004 | SR C 43 L AC 4PH VC |  | 705 Fan coils (all types) | 70501 Fan coils Floor/Ceiling | SERENA | 646.84 | EUR
517005 | SR C 44 L AC 4P VC |  | 705 Fan coils (all types) | 70501 Fan coils Floor/Ceiling | SERENA | 615.94 | EUR
517006 | SR C 53 L AC 4P VC |  | 705 Fan coils (all types) | 70501 Fan coils Floor/Ceiling | SERENA | 660.23 | EUR
517007 | SR C 53 L AC 4PH VC |  | 705 Fan coils (all types) | 70501 Fan coils Floor/Ceiling | SERENA | 711.73 | EUR
517008 | SR C 54 L AC 4P VC |  | 705 Fan coils (all types) | 70501 Fan coils Floor/Ceiling | SERENA | 688.04 | EUR
517009 | SR C 63 L AC 4P VC |  | 705 Fan coils (all types) | 70501 Fan coils Floor/Ceiling | SERENA | 703.49 | EUR
517010 | SR C 63 L AC 4PH VC |  | 705 Fan coils (all types) | 70501 Fan coils Floor/Ceiling | SERENA | 751.9 | EUR
517011 | SR C 64 L AC 4P VC |  | 705 Fan coils (all types) | 70501 Fan coils Floor/Ceiling | SERENA | 751.9 | EUR
517012 | SR C 73 L AC 4P VC |  | 705 Fan coils (all types) | 70501 Fan coils Floor/Ceiling | SERENA | 766.32 | EUR
517013 | SR C 73 L AC 4PH VC |  | 705 Fan coils (all types) | 70501 Fan coils Floor/Ceiling | SERENA | 830.18 | EUR
517014 | SR C 74 L AC 4P VC |  | 705 Fan coils (all types) | 70501 Fan coils Floor/Ceiling | SERENA | 830.18 | EUR
517015 | SR C 83 L AC 4P VC |  | 705 Fan coils (all types) | 70501 Fan coils Floor/Ceiling | SERENA | 873.44 | EUR
517016 | SR C 83 L AC 4PH VC |  | 705 Fan coils (all types) | 70501 Fan coils Floor/Ceiling | SERENA | 931.12 | EUR
517017 | SR C 84 L AC 4P VC |  | 705 Fan coils (all types) | 70501 Fan coils Floor/Ceiling | SERENA | 942.45 | EUR
517018 | SR C 93 L AC 4P VC |  | 705 Fan coils (all types) | 70501 Fan coils Floor/Ceiling | SERENA | 913.61 | EUR
517019 | SR C 93 L AC 4PH VC |  | 705 Fan coils (all types) | 70501 Fan coils Floor/Ceiling | SERENA | 973.35 | EUR
517020 | SR C 94 L AC 4P VC |  | 705 Fan coils (all types) | 70501 Fan coils Floor/Ceiling | SERENA | 978.5 | EUR
517021 | SR C 13 L AC 4P HC |  | 705 Fan coils (all types) | 70501 Fan coils Floor/Ceiling | SERENA | 497.49 | EUR
517022 | SR C 13 L AC 4PH HC |  | 705 Fan coils (all types) | 70501 Fan coils Floor/Ceiling | SERENA | 520.15 | EUR
517023 | SR C 14 L AC 4P HC |  | 705 Fan coils (all types) | 70501 Fan coils Floor/Ceiling | SERENA | 507.79 | EUR
517024 | SR C 23 L AC 4P HC |  | 705 Fan coils (all types) | 70501 Fan coils Floor/Ceiling | SERENA | 522.21 | EUR
517025 | SR C 23 L AC 4PH HC |  | 705 Fan coils (all types) | 70501 Fan coils Floor/Ceiling | SERENA | 566.5 | EUR
517026 | SR C 24 L AC 4P HC |  | 705 Fan coils (all types) | 70501 Fan coils Floor/Ceiling | SERENA | 551.05 | EUR
517027 | SR C 33 L AC 4P HC |  | 705 Fan coils (all types) | 70501 Fan coils Floor/Ceiling | SERENA | 578.86 | EUR
517028 | SR C 33 L AC 4PH HC |  | 705 Fan coils (all types) | 70501 Fan coils Floor/Ceiling | SERENA | 630.36 | EUR
517029 | SR C 34 L AC 4P HC |  | 705 Fan coils (all types) | 70501 Fan coils Floor/Ceiling | SERENA | 608.73 | EUR
517030 | SR C 43 L AC 4P HC |  | 705 Fan coils (all types) | 70501 Fan coils Floor/Ceiling | SERENA | 621.09 | EUR
517031 | SR C 43 L AC 4PH HC |  | 705 Fan coils (all types) | 70501 Fan coils Floor/Ceiling | SERENA | 672.59 | EUR
517032 | SR C 44 L AC 4P HC |  | 705 Fan coils (all types) | 70501 Fan coils Floor/Ceiling | SERENA | 638.6 | EUR
517033 | SR C 53 L AC 4P HC |  | 705 Fan coils (all types) | 70501 Fan coils Floor/Ceiling | SERENA | 700.4 | EUR
517034 | SR C 53 L AC 4PH HC |  | 705 Fan coils (all types) | 70501 Fan coils Floor/Ceiling | SERENA | 750.87 | EUR
517035 | SR C 54 L AC 4P HC |  | 705 Fan coils (all types) | 70501 Fan coils Floor/Ceiling | SERENA | 733.36 | EUR
517036 | SR C 63 L AC 4P HC |  | 705 Fan coils (all types) | 70501 Fan coils Floor/Ceiling | SERENA | 750.87 | EUR
517037 | SR C 63 L AC 4PH HC |  | 705 Fan coils (all types) | 70501 Fan coils Floor/Ceiling | SERENA | 799.28 | EUR
517038 | SR C 64 L AC 4P HC |  | 705 Fan coils (all types) | 70501 Fan coils Floor/Ceiling | SERENA | 799.28 | EUR
517039 | SR C 73 L AC 4P HC |  | 705 Fan coils (all types) | 70501 Fan coils Floor/Ceiling | SERENA | 808.55 | EUR
517040 | SR C 73 L AC 4PH HC |  | 705 Fan coils (all types) | 70501 Fan coils Floor/Ceiling | SERENA | 872.41 | EUR
517041 | SR C 74 L AC 4P HC |  | 705 Fan coils (all types) | 70501 Fan coils Floor/Ceiling | SERENA | 872.41 | EUR
517042 | SR C 83 L AC 4P HC |  | 705 Fan coils (all types) | 70501 Fan coils Floor/Ceiling | SERENA | 906.4 | EUR
517043 | SR C 83 L AC 4PH HC |  | 705 Fan coils (all types) | 70501 Fan coils Floor/Ceiling | SERENA | 966.14 | EUR
517044 | SR C 84 L AC 4P HC |  | 705 Fan coils (all types) | 70501 Fan coils Floor/Ceiling | SERENA | 978.5 | EUR
517045 | SR C 93 L AC 4P HC |  | 705 Fan coils (all types) | 70501 Fan coils Floor/Ceiling | SERENA | 948.63 | EUR
517046 | SR C 93 L AC 4PH HC |  | 705 Fan coils (all types) | 70501 Fan coils Floor/Ceiling | SERENA | 1006.31 | EUR
517047 | SR C 94 L AC 4P HC |  | 705 Fan coils (all types) | 70501 Fan coils Floor/Ceiling | SERENA | 1013.52 | EUR
517048 | SR C 13 L AC 4P N |  | 705 Fan coils (all types) | 70501 Fan coils Floor/Ceiling | SERENA | 432.6 | EUR
517049 | SR C 13 L AC 4PH N |  | 705 Fan coils (all types) | 70501 Fan coils Floor/Ceiling | SERENA | 457.32 | EUR
517050 | SR C 14 L AC 4P N |  | 705 Fan coils (all types) | 70501 Fan coils Floor/Ceiling | SERENA | 445.99 | EUR
517051 | SR C 23 L AC 4P N |  | 705 Fan coils (all types) | 70501 Fan coils Floor/Ceiling | SERENA | 453.2 | EUR
517052 | SR C 23 L AC 4PH N |  | 705 Fan coils (all types) | 70501 Fan coils Floor/Ceiling | SERENA | 498.52 | EUR
517053 | SR C 24 L AC 4P N |  | 705 Fan coils (all types) | 70501 Fan coils Floor/Ceiling | SERENA | 478.95 | EUR
517054 | SR C 33 L AC 4P N |  | 705 Fan coils (all types) | 70501 Fan coils Floor/Ceiling | SERENA | 508.82 | EUR
517055 | SR C 33 L AC 4PH N |  | 705 Fan coils (all types) | 70501 Fan coils Floor/Ceiling | SERENA | 560.32 | EUR
517056 | SR C 34 L AC 4P N |  | 705 Fan coils (all types) | 70501 Fan coils Floor/Ceiling | SERENA | 536.63 | EUR
517057 | SR C 43 L AC 4P N |  | 705 Fan coils (all types) | 70501 Fan coils Floor/Ceiling | SERENA | 554.14 | EUR
517058 | SR C 43 L AC 4PH N |  | 705 Fan coils (all types) | 70501 Fan coils Floor/Ceiling | SERENA | 604.61 | EUR
517059 | SR C 44 L AC 4P N |  | 705 Fan coils (all types) | 70501 Fan coils Floor/Ceiling | SERENA | 570.62 | EUR
517060 | SR C 53 L AC 4P N |  | 705 Fan coils (all types) | 70501 Fan coils Floor/Ceiling | SERENA | 625.21 | EUR
517061 | SR C 53 L AC 4PH N |  | 705 Fan coils (all types) | 70501 Fan coils Floor/Ceiling | SERENA | 674.65 | EUR
517062 | SR C 54 L AC 4P N |  | 705 Fan coils (all types) | 70501 Fan coils Floor/Ceiling | SERENA | 658.17 | EUR
517063 | SR C 63 L AC 4P N |  | 705 Fan coils (all types) | 70501 Fan coils Floor/Ceiling | SERENA | 661.26 | EUR
517064 | SR C 63 L AC 4PH N |  | 705 Fan coils (all types) | 70501 Fan coils Floor/Ceiling | SERENA | 712.76 | EUR
517065 | SR C 64 L AC 4P N |  | 705 Fan coils (all types) | 70501 Fan coils Floor/Ceiling | SERENA | 712.76 | EUR
517066 | SR C 73 L AC 4P N |  | 705 Fan coils (all types) | 70501 Fan coils Floor/Ceiling | SERENA | 717.91 | EUR
517067 | SR C 73 L AC 4PH N |  | 705 Fan coils (all types) | 70501 Fan coils Floor/Ceiling | SERENA | 779.71 | EUR
517068 | SR C 74 L AC 4P N |  | 705 Fan coils (all types) | 70501 Fan coils Floor/Ceiling | SERENA | 779.71 | EUR
517069 | SR C 83 L AC 4P N |  | 705 Fan coils (all types) | 70501 Fan coils Floor/Ceiling | SERENA | 815.76 | EUR
517070 | SR C 83 L AC 4PH N |  | 705 Fan coils (all types) | 70501 Fan coils Floor/Ceiling | SERENA | 875.5 | EUR
517071 | SR C 84 L AC 4P N |  | 705 Fan coils (all types) | 70501 Fan coils Floor/Ceiling | SERENA | 885.8 | EUR
517072 | SR C 93 L AC 4P N |  | 705 Fan coils (all types) | 70501 Fan coils Floor/Ceiling | SERENA | 854.9 | EUR
517073 | SR C 93 L AC 4PH N |  | 705 Fan coils (all types) | 70501 Fan coils Floor/Ceiling | SERENA | 916.7 | EUR
517074 | SR C 94 L AC 4P N |  | 705 Fan coils (all types) | 70501 Fan coils Floor/Ceiling | SERENA | 922.88 | EUR
517075 | SR C 13 L AC 4P VCF |  | 705 Fan coils (all types) | 70501 Fan coils Floor/Ceiling | SERENA | 497.49 | EUR
517076 | SR C 13 L AC 4PH VCF |  | 705 Fan coils (all types) | 70501 Fan coils Floor/Ceiling | SERENA | 520.15 | EUR
517077 | SR C 14 L AC 4P VCF |  | 705 Fan coils (all types) | 70501 Fan coils Floor/Ceiling | SERENA | 507.79 | EUR
517078 | SR C 23 L AC 4P VCF |  | 705 Fan coils (all types) | 70501 Fan coils Floor/Ceiling | SERENA | 522.21 | EUR
517079 | SR C 23 L AC 4PH VCF |  | 705 Fan coils (all types) | 70501 Fan coils Floor/Ceiling | SERENA | 566.5 | EUR
517080 | SR C 24 L AC 4P VCF |  | 705 Fan coils (all types) | 70501 Fan coils Floor/Ceiling | SERENA | 551.05 | EUR
517081 | SR C 33 L AC 4P VCF |  | 705 Fan coils (all types) | 70501 Fan coils Floor/Ceiling | SERENA | 578.86 | EUR
517082 | SR C 33 L AC 4PH VCF |  | 705 Fan coils (all types) | 70501 Fan coils Floor/Ceiling | SERENA | 630.36 | EUR
517083 | SR C 34 L AC 4P VCF |  | 705 Fan coils (all types) | 70501 Fan coils Floor/Ceiling | SERENA | 608.73 | EUR
517084 | SR C 43 L AC 4P VCF |  | 705 Fan coils (all types) | 70501 Fan coils Floor/Ceiling | SERENA | 621.09 | EUR
517085 | SR C 43 L AC 4PH VCF |  | 705 Fan coils (all types) | 70501 Fan coils Floor/Ceiling | SERENA | 672.59 | EUR
517086 | SR C 44 L AC 4P VCF |  | 705 Fan coils (all types) | 70501 Fan coils Floor/Ceiling | SERENA | 638.6 | EUR
517087 | SR C 53 L AC 4P VCF |  | 705 Fan coils (all types) | 70501 Fan coils Floor/Ceiling | SERENA | 700.4 | EUR
517088 | SR C 53 L AC 4PH VCF |  | 705 Fan coils (all types) | 70501 Fan coils Floor/Ceiling | SERENA | 750.87 | EUR
517089 | SR C 54 L AC 4P VCF |  | 705 Fan coils (all types) | 70501 Fan coils Floor/Ceiling | SERENA | 733.36 | EUR
517090 | SR C 63 L AC 4P VCF |  | 705 Fan coils (all types) | 70501 Fan coils Floor/Ceiling | SERENA | 750.87 | EUR
517091 | SR C 63 L AC 4PH VCF |  | 705 Fan coils (all types) | 70501 Fan coils Floor/Ceiling | SERENA | 799.28 | EUR
517092 | SR C 64 L AC 4P VCF |  | 705 Fan coils (all types) | 70501 Fan coils Floor/Ceiling | SERENA | 799.28 | EUR
517093 | SR C 73 L AC 4P VCF |  | 705 Fan coils (all types) | 70501 Fan coils Floor/Ceiling | SERENA | 808.55 | EUR
517094 | SR C 73 L AC 4PH VCF |  | 705 Fan coils (all types) | 70501 Fan coils Floor/Ceiling | SERENA | 872.41 | EUR
517095 | SR C 74 L AC 4P VCF |  | 705 Fan coils (all types) | 70501 Fan coils Floor/Ceiling | SERENA | 872.41 | EUR
517096 | SR C 83 L AC 4P VCF |  | 705 Fan coils (all types) | 70501 Fan coils Floor/Ceiling | SERENA | 906.4 | EUR
517097 | SR C 83 L AC 4PH VCF |  | 705 Fan coils (all types) | 70501 Fan coils Floor/Ceiling | SERENA | 966.14 | EUR
517098 | SR C 84 L AC 4P VCF |  | 705 Fan coils (all types) | 70501 Fan coils Floor/Ceiling | SERENA | 978.5 | EUR
517099 | SR C 93 L AC 4P VCF |  | 705 Fan coils (all types) | 70501 Fan coils Floor/Ceiling | SERENA | 948.63 | EUR
517100 | SR C 93 L AC 4PH VCF |  | 705 Fan coils (all types) | 70501 Fan coils Floor/Ceiling | SERENA | 1006.31 | EUR
517101 | SR C 94 L AC 4P VCF |  | 705 Fan coils (all types) | 70501 Fan coils Floor/Ceiling | SERENA | 1013.52 | EUR
517102 | SR C 23 L EC 2P VC |  | 705 Fan coils (all types) | 70501 Fan coils Floor/Ceiling | SERENA | 700.4 | EUR
517103 | SR C 24 L EC 2P VC |  | 705 Fan coils (all types) | 70501 Fan coils Floor/Ceiling | SERENA | 725.12 | EUR
517104 | SR C 43 L EC 2P VC |  | 705 Fan coils (all types) | 70501 Fan coils Floor/Ceiling | SERENA | 783.83 | EUR
517105 | SR C 44 L EC 2P VC |  | 705 Fan coils (all types) | 70501 Fan coils Floor/Ceiling | SERENA | 804.43 | EUR
517106 | SR C 63 L EC 2P VC |  | 705 Fan coils (all types) | 70501 Fan coils Floor/Ceiling | SERENA | 851.81 | EUR
517107 | SR C 64 L EC 2P VC |  | 705 Fan coils (all types) | 70501 Fan coils Floor/Ceiling | SERENA | 901.25 | EUR
517108 | SR C 73 L EC 2P VC |  | 705 Fan coils (all types) | 70501 Fan coils Floor/Ceiling | SERENA | 913.61 | EUR
517109 | SR C 74 L EC 2P VC |  | 705 Fan coils (all types) | 70501 Fan coils Floor/Ceiling | SERENA | 975.41 | EUR
517110 | SR C 93 L EC 2P VC |  | 705 Fan coils (all types) | 70501 Fan coils Floor/Ceiling | SERENA | 1044.42 | EUR
517111 | SR C 94 L EC 2P VC |  | 705 Fan coils (all types) | 70501 Fan coils Floor/Ceiling | SERENA | 1113.43 | EUR
517112 | SR C 23 L EC 2P HC |  | 705 Fan coils (all types) | 70501 Fan coils Floor/Ceiling | SERENA | 725.12 | EUR
517113 | SR C 24 L EC 2P HC |  | 705 Fan coils (all types) | 70501 Fan coils Floor/Ceiling | SERENA | 751.9 | EUR
517114 | SR C 43 L EC 2P HC |  | 705 Fan coils (all types) | 70501 Fan coils Floor/Ceiling | SERENA | 811.64 | EUR
517115 | SR C 44 L EC 2P HC |  | 705 Fan coils (all types) | 70501 Fan coils Floor/Ceiling | SERENA | 832.24 | EUR
517116 | SR C 63 L EC 2P HC |  | 705 Fan coils (all types) | 70501 Fan coils Floor/Ceiling | SERENA | 899.19 | EUR
517117 | SR C 64 L EC 2P HC |  | 705 Fan coils (all types) | 70501 Fan coils Floor/Ceiling | SERENA | 949.66 | EUR
517118 | SR C 73 L EC 2P HC |  | 705 Fan coils (all types) | 70501 Fan coils Floor/Ceiling | SERENA | 953.78 | EUR
517119 | SR C 74 L EC 2P HC |  | 705 Fan coils (all types) | 70501 Fan coils Floor/Ceiling | SERENA | 1016.61 | EUR
517120 | SR C 93 L EC 2P HC |  | 705 Fan coils (all types) | 70501 Fan coils Floor/Ceiling | SERENA | 1082.53 | EUR
517121 | SR C 94 L EC 2P HC |  | 705 Fan coils (all types) | 70501 Fan coils Floor/Ceiling | SERENA | 1146.39 | EUR
517122 | SR C 23 L EC 2P N |  | 705 Fan coils (all types) | 70501 Fan coils Floor/Ceiling | SERENA | 657.14 | EUR
517123 | SR C 24 L EC 2P N |  | 705 Fan coils (all types) | 70501 Fan coils Floor/Ceiling | SERENA | 680.83 | EUR
517124 | SR C 43 L EC 2P N |  | 705 Fan coils (all types) | 70501 Fan coils Floor/Ceiling | SERENA | 738.51 | EUR
517125 | SR C 44 L EC 2P N |  | 705 Fan coils (all types) | 70501 Fan coils Floor/Ceiling | SERENA | 762.2 | EUR
517126 | SR C 63 L EC 2P N |  | 705 Fan coils (all types) | 70501 Fan coils Floor/Ceiling | SERENA | 811.64 | EUR
517127 | SR C 64 L EC 2P N |  | 705 Fan coils (all types) | 70501 Fan coils Floor/Ceiling | SERENA | 857.99 | EUR
517128 | SR C 73 L EC 2P N |  | 705 Fan coils (all types) | 70501 Fan coils Floor/Ceiling | SERENA | 863.14 | EUR
517129 | SR C 74 L EC 2P N |  | 705 Fan coils (all types) | 70501 Fan coils Floor/Ceiling | SERENA | 924.94 | EUR
517130 | SR C 93 L EC 2P N |  | 705 Fan coils (all types) | 70501 Fan coils Floor/Ceiling | SERENA | 989.83 | EUR
517131 | SR C 94 L EC 2P N |  | 705 Fan coils (all types) | 70501 Fan coils Floor/Ceiling | SERENA | 1056.78 | EUR
517132 | SR C 23 L EC 2P VCF |  | 705 Fan coils (all types) | 70501 Fan coils Floor/Ceiling | SERENA | 725.12 | EUR
517133 | SR C 24 L EC 2P VCF |  | 705 Fan coils (all types) | 70501 Fan coils Floor/Ceiling | SERENA | 751.9 | EUR
517134 | SR C 43 L EC 2P VCF |  | 705 Fan coils (all types) | 70501 Fan coils Floor/Ceiling | SERENA | 811.64 | EUR
517135 | SR C 44 L EC 2P VCF |  | 705 Fan coils (all types) | 70501 Fan coils Floor/Ceiling | SERENA | 832.24 | EUR
517136 | SR C 63 L EC 2P VCF |  | 705 Fan coils (all types) | 70501 Fan coils Floor/Ceiling | SERENA | 899.19 | EUR
517137 | SR C 64 L EC 2P VCF |  | 705 Fan coils (all types) | 70501 Fan coils Floor/Ceiling | SERENA | 949.66 | EUR
517138 | SR C 73 L EC 2P VCF |  | 705 Fan coils (all types) | 70501 Fan coils Floor/Ceiling | SERENA | 953.78 | EUR
517139 | SR C 74 L EC 2P VCF |  | 705 Fan coils (all types) | 70501 Fan coils Floor/Ceiling | SERENA | 1016.61 | EUR
517140 | SR C 93 L EC 2P VCF |  | 705 Fan coils (all types) | 70501 Fan coils Floor/Ceiling | SERENA | 1082.53 | EUR
517141 | SR C 94 L EC 2P VCF |  | 705 Fan coils (all types) | 70501 Fan coils Floor/Ceiling | SERENA | 1146.39 | EUR
517142 | SR C 23 L EC 4P VC |  | 705 Fan coils (all types) | 70501 Fan coils Floor/Ceiling | SERENA | 742.63 | EUR
517143 | SR C 23 L EC 4PH VC |  | 705 Fan coils (all types) | 70501 Fan coils Floor/Ceiling | SERENA | 787.95 | EUR
517144 | SR C 24 L EC 4P VC |  | 705 Fan coils (all types) | 70501 Fan coils Floor/Ceiling | SERENA | 772.5 | EUR
517145 | SR C 43 L EC 4P VC |  | 705 Fan coils (all types) | 70501 Fan coils Floor/Ceiling | SERENA | 839.45 | EUR
517146 | SR C 43 L EC 4PH VC |  | 705 Fan coils (all types) | 70501 Fan coils Floor/Ceiling | SERENA | 891.98 | EUR
517147 | SR C 44 L EC 4P VC |  | 705 Fan coils (all types) | 70501 Fan coils Floor/Ceiling | SERENA | 863.14 | EUR
517148 | SR C 63 L EC 4P VC |  | 705 Fan coils (all types) | 70501 Fan coils Floor/Ceiling | SERENA | 949.66 | EUR
517149 | SR C 63 L EC 4PH VC |  | 705 Fan coils (all types) | 70501 Fan coils Floor/Ceiling | SERENA | 999.1 | EUR
517150 | SR C 64 L EC 4P VC |  | 705 Fan coils (all types) | 70501 Fan coils Floor/Ceiling | SERENA | 999.1 | EUR
517151 | SR C 73 L EC 4P VC |  | 705 Fan coils (all types) | 70501 Fan coils Floor/Ceiling | SERENA | 1013.52 | EUR
517152 | SR C 73 L EC 4PH VC |  | 705 Fan coils (all types) | 70501 Fan coils Floor/Ceiling | SERENA | 1076.35 | EUR
517153 | SR C 74 L EC 4P VC |  | 705 Fan coils (all types) | 70501 Fan coils Floor/Ceiling | SERENA | 1076.35 | EUR
517154 | SR C 93 L EC 4P VC |  | 705 Fan coils (all types) | 70501 Fan coils Floor/Ceiling | SERENA | 1157.72 | EUR
517155 | SR C 93 L EC 4PH VC |  | 705 Fan coils (all types) | 70501 Fan coils Floor/Ceiling | SERENA | 1217.46 | EUR
517156 | SR C 94 L EC 4P VC |  | 705 Fan coils (all types) | 70501 Fan coils Floor/Ceiling | SERENA | 1225.7 | EUR
517157 | SR C 23 L EC 4P HC |  | 705 Fan coils (all types) | 70501 Fan coils Floor/Ceiling | SERENA | 772.5 | EUR
517158 | SR C 23 L EC 4PH HC |  | 705 Fan coils (all types) | 70501 Fan coils Floor/Ceiling | SERENA | 814.73 | EUR
517159 | SR C 24 L EC 4P HC |  | 705 Fan coils (all types) | 70501 Fan coils Floor/Ceiling | SERENA | 797.22 | EUR
517160 | SR C 43 L EC 4P HC |  | 705 Fan coils (all types) | 70501 Fan coils Floor/Ceiling | SERENA | 866.23 | EUR
517161 | SR C 43 L EC 4PH HC |  | 705 Fan coils (all types) | 70501 Fan coils Floor/Ceiling | SERENA | 918.76 | EUR
517162 | SR C 44 L EC 4P HC |  | 705 Fan coils (all types) | 70501 Fan coils Floor/Ceiling | SERENA | 886.83 | EUR
517163 | SR C 63 L EC 4P HC |  | 705 Fan coils (all types) | 70501 Fan coils Floor/Ceiling | SERENA | 997.04 | EUR
517164 | SR C 63 L EC 4PH HC |  | 705 Fan coils (all types) | 70501 Fan coils Floor/Ceiling | SERENA | 1044.42 | EUR
517165 | SR C 64 L EC 4P HC |  | 705 Fan coils (all types) | 70501 Fan coils Floor/Ceiling | SERENA | 1044.42 | EUR
517166 | SR C 73 L EC 4P HC |  | 705 Fan coils (all types) | 70501 Fan coils Floor/Ceiling | SERENA | 1055.75 | EUR
517167 | SR C 73 L EC 4PH HC |  | 705 Fan coils (all types) | 70501 Fan coils Floor/Ceiling | SERENA | 1117.55 | EUR
517168 | SR C 74 L EC 4P HC |  | 705 Fan coils (all types) | 70501 Fan coils Floor/Ceiling | SERENA | 1117.55 | EUR
517169 | SR C 93 L EC 4P HC |  | 705 Fan coils (all types) | 70501 Fan coils Floor/Ceiling | SERENA | 1194.8 | EUR
517170 | SR C 93 L EC 4PH HC |  | 705 Fan coils (all types) | 70501 Fan coils Floor/Ceiling | SERENA | 1254.54 | EUR
517171 | SR C 94 L EC 4P HC |  | 705 Fan coils (all types) | 70501 Fan coils Floor/Ceiling | SERENA | 1259.69 | EUR
517172 | SR C 23 L EC 4P N |  | 705 Fan coils (all types) | 70501 Fan coils Floor/Ceiling | SERENA | 700.4 | EUR
517173 | SR C 23 L EC 4PH N |  | 705 Fan coils (all types) | 70501 Fan coils Floor/Ceiling | SERENA | 740.57 | EUR
517174 | SR C 24 L EC 4P N |  | 705 Fan coils (all types) | 70501 Fan coils Floor/Ceiling | SERENA | 725.12 | EUR
517175 | SR C 43 L EC 4P N |  | 705 Fan coils (all types) | 70501 Fan coils Floor/Ceiling | SERENA | 798.25 | EUR
517176 | SR C 43 L EC 4PH N |  | 705 Fan coils (all types) | 70501 Fan coils Floor/Ceiling | SERENA | 849.75 | EUR
517177 | SR C 44 L EC 4P N |  | 705 Fan coils (all types) | 70501 Fan coils Floor/Ceiling | SERENA | 818.85 | EUR
517178 | SR C 63 L EC 4P N |  | 705 Fan coils (all types) | 70501 Fan coils Floor/Ceiling | SERENA | 905.37 | EUR
517179 | SR C 63 L EC 4PH N |  | 705 Fan coils (all types) | 70501 Fan coils Floor/Ceiling | SERENA | 955.84 | EUR
517180 | SR C 64 L EC 4P N |  | 705 Fan coils (all types) | 70501 Fan coils Floor/Ceiling | SERENA | 955.84 | EUR
517181 | SR C 73 L EC 4P N |  | 705 Fan coils (all types) | 70501 Fan coils Floor/Ceiling | SERENA | 964.08 | EUR
517182 | SR C 73 L EC 4PH N |  | 705 Fan coils (all types) | 70501 Fan coils Floor/Ceiling | SERENA | 1024.85 | EUR
517183 | SR C 74 L EC 4P N |  | 705 Fan coils (all types) | 70501 Fan coils Floor/Ceiling | SERENA | 1024.85 | EUR
517184 | SR C 93 L EC 4P N |  | 705 Fan coils (all types) | 70501 Fan coils Floor/Ceiling | SERENA | 1102.1 | EUR
517185 | SR C 93 L EC 4PH N |  | 705 Fan coils (all types) | 70501 Fan coils Floor/Ceiling | SERENA | 1163.9 | EUR
517186 | SR C 94 L EC 4P N |  | 705 Fan coils (all types) | 70501 Fan coils Floor/Ceiling | SERENA | 1169.05 | EUR
517187 | SR C 23 L EC 4P VCF |  | 705 Fan coils (all types) | 70501 Fan coils Floor/Ceiling | SERENA | 772.5 | EUR
517188 | SR C 23 L EC 4PH VCF |  | 705 Fan coils (all types) | 70501 Fan coils Floor/Ceiling | SERENA | 814.73 | EUR
517189 | SR C 24 L EC 4P VCF |  | 705 Fan coils (all types) | 70501 Fan coils Floor/Ceiling | SERENA | 797.22 | EUR
517190 | SR C 43 L EC 4P VCF |  | 705 Fan coils (all types) | 70501 Fan coils Floor/Ceiling | SERENA | 866.23 | EUR
517191 | SR C 43 L EC 4PH VCF |  | 705 Fan coils (all types) | 70501 Fan coils Floor/Ceiling | SERENA | 918.76 | EUR
517192 | SR C 44 L EC 4P VCF |  | 705 Fan coils (all types) | 70501 Fan coils Floor/Ceiling | SERENA | 886.83 | EUR
517193 | SR C 63 L EC 4P VCF |  | 705 Fan coils (all types) | 70501 Fan coils Floor/Ceiling | SERENA | 997.04 | EUR
517194 | SR C 63 L EC 4PH VCF |  | 705 Fan coils (all types) | 70501 Fan coils Floor/Ceiling | SERENA | 1044.42 | EUR
517195 | SR C 64 L EC 4P VCF |  | 705 Fan coils (all types) | 70501 Fan coils Floor/Ceiling | SERENA | 1044.42 | EUR
517196 | SR C 73 L EC 4P VCF |  | 705 Fan coils (all types) | 70501 Fan coils Floor/Ceiling | SERENA | 1055.75 | EUR
517197 | SR C 73 L EC 4PH VCF |  | 705 Fan coils (all types) | 70501 Fan coils Floor/Ceiling | SERENA | 1117.55 | EUR
517198 | SR C 74 L EC 4P VCF |  | 705 Fan coils (all types) | 70501 Fan coils Floor/Ceiling | SERENA | 1117.55 | EUR
517199 | SR C 93 L EC 4P VCF |  | 705 Fan coils (all types) | 70501 Fan coils Floor/Ceiling | SERENA | 1194.8 | EUR
517200 | SR C 93 L EC 4PH VCF |  | 705 Fan coils (all types) | 70501 Fan coils Floor/Ceiling | SERENA | 1254.54 | EUR
517201 | SR C 94 L EC 4P VCF |  | 705 Fan coils (all types) | 70501 Fan coils Floor/Ceiling | SERENA | 1259.69 | EUR
517202 | SR C 13 R AC 2P VC |  | 705 Fan coils (all types) | 70501 Fan coils Floor/Ceiling | SERENA | 432.6 | EUR
517203 | SR C 14 R AC 2P VC |  | 705 Fan coils (all types) | 70501 Fan coils Floor/Ceiling | SERENA | 445.99 | EUR
517204 | SR C 23 R AC 2P VC |  | 705 Fan coils (all types) | 70501 Fan coils Floor/Ceiling | SERENA | 453.2 | EUR
517205 | SR C 24 R AC 2P VC |  | 705 Fan coils (all types) | 70501 Fan coils Floor/Ceiling | SERENA | 478.95 | EUR
517206 | SR C 33 R AC 2P VC |  | 705 Fan coils (all types) | 70501 Fan coils Floor/Ceiling | SERENA | 497.49 | EUR
517207 | SR C 34 R AC 2P VC |  | 705 Fan coils (all types) | 70501 Fan coils Floor/Ceiling | SERENA | 523.24 | EUR
517208 | SR C 43 R AC 2P VC |  | 705 Fan coils (all types) | 70501 Fan coils Floor/Ceiling | SERENA | 535.6 | EUR
517209 | SR C 44 R AC 2P VC |  | 705 Fan coils (all types) | 70501 Fan coils Floor/Ceiling | SERENA | 558.26 | EUR
517210 | SR C 53 R AC 2P VC |  | 705 Fan coils (all types) | 70501 Fan coils Floor/Ceiling | SERENA | 561.35 | EUR
517211 | SR C 54 R AC 2P VC |  | 705 Fan coils (all types) | 70501 Fan coils Floor/Ceiling | SERENA | 594.31 | EUR
517212 | SR C 63 R AC 2P VC |  | 705 Fan coils (all types) | 70501 Fan coils Floor/Ceiling | SERENA | 605.64 | EUR
517213 | SR C 64 R AC 2P VC |  | 705 Fan coils (all types) | 70501 Fan coils Floor/Ceiling | SERENA | 656.11 | EUR
517214 | SR C 73 R AC 2P VC |  | 705 Fan coils (all types) | 70501 Fan coils Floor/Ceiling | SERENA | 667.44 | EUR
517215 | SR C 74 R AC 2P VC |  | 705 Fan coils (all types) | 70501 Fan coils Floor/Ceiling | SERENA | 727.18 | EUR
517216 | SR C 83 R AC 2P VC |  | 705 Fan coils (all types) | 70501 Fan coils Floor/Ceiling | SERENA | 761.17 | EUR
517217 | SR C 84 R AC 2P VC |  | 705 Fan coils (all types) | 70501 Fan coils Floor/Ceiling | SERENA | 832.24 | EUR
517218 | SR C 93 R AC 2P VC |  | 705 Fan coils (all types) | 70501 Fan coils Floor/Ceiling | SERENA | 799.28 | EUR
517219 | SR C 94 R AC 2P VC |  | 705 Fan coils (all types) | 70501 Fan coils Floor/Ceiling | SERENA | 866.23 | EUR
517220 | SR C 13 R AC 2P HC |  | 705 Fan coils (all types) | 70501 Fan coils Floor/Ceiling | SERENA | 450.11 | EUR
517221 | SR C 14 R AC 2P HC |  | 705 Fan coils (all types) | 70501 Fan coils Floor/Ceiling | SERENA | 462.47 | EUR
517222 | SR C 23 R AC 2P HC |  | 705 Fan coils (all types) | 70501 Fan coils Floor/Ceiling | SERENA | 478.95 | EUR
517223 | SR C 24 R AC 2P HC |  | 705 Fan coils (all types) | 70501 Fan coils Floor/Ceiling | SERENA | 505.73 | EUR
517224 | SR C 33 R AC 2P HC |  | 705 Fan coils (all types) | 70501 Fan coils Floor/Ceiling | SERENA | 520.15 | EUR
517225 | SR C 34 R AC 2P HC |  | 705 Fan coils (all types) | 70501 Fan coils Floor/Ceiling | SERENA | 554.14 | EUR
517226 | SR C 43 R AC 2P HC |  | 705 Fan coils (all types) | 70501 Fan coils Floor/Ceiling | SERENA | 562.38 | EUR
517227 | SR C 44 R AC 2P HC |  | 705 Fan coils (all types) | 70501 Fan coils Floor/Ceiling | SERENA | 584.01 | EUR
517228 | SR C 53 R AC 2P HC |  | 705 Fan coils (all types) | 70501 Fan coils Floor/Ceiling | SERENA | 604.61 | EUR
517229 | SR C 54 R AC 2P HC |  | 705 Fan coils (all types) | 70501 Fan coils Floor/Ceiling | SERENA | 633.45 | EUR
517230 | SR C 63 R AC 2P HC |  | 705 Fan coils (all types) | 70501 Fan coils Floor/Ceiling | SERENA | 655.08 | EUR
517231 | SR C 64 R AC 2P HC |  | 705 Fan coils (all types) | 70501 Fan coils Floor/Ceiling | SERENA | 703.49 | EUR
517232 | SR C 73 R AC 2P HC |  | 705 Fan coils (all types) | 70501 Fan coils Floor/Ceiling | SERENA | 708.64 | EUR
517233 | SR C 74 R AC 2P HC |  | 705 Fan coils (all types) | 70501 Fan coils Floor/Ceiling | SERENA | 769.41 | EUR
517234 | SR C 83 R AC 2P HC |  | 705 Fan coils (all types) | 70501 Fan coils Floor/Ceiling | SERENA | 794.13 | EUR
517235 | SR C 84 R AC 2P HC |  | 705 Fan coils (all types) | 70501 Fan coils Floor/Ceiling | SERENA | 866.23 | EUR
517236 | SR C 93 R AC 2P HC |  | 705 Fan coils (all types) | 70501 Fan coils Floor/Ceiling | SERENA | 835.33 | EUR
517237 | SR C 94 R AC 2P HC |  | 705 Fan coils (all types) | 70501 Fan coils Floor/Ceiling | SERENA | 901.25 | EUR
517238 | SR C 13 R AC 2P N |  | 705 Fan coils (all types) | 70501 Fan coils Floor/Ceiling | SERENA | 388.31 | EUR
517239 | SR C 14 R AC 2P N |  | 705 Fan coils (all types) | 70501 Fan coils Floor/Ceiling | SERENA | 399.64 | EUR
517240 | SR C 23 R AC 2P N |  | 705 Fan coils (all types) | 70501 Fan coils Floor/Ceiling | SERENA | 406.85 | EUR
517241 | SR C 24 R AC 2P N |  | 705 Fan coils (all types) | 70501 Fan coils Floor/Ceiling | SERENA | 433.63 | EUR
517242 | SR C 33 R AC 2P N |  | 705 Fan coils (all types) | 70501 Fan coils Floor/Ceiling | SERENA | 450.11 | EUR
517243 | SR C 34 R AC 2P N |  | 705 Fan coils (all types) | 70501 Fan coils Floor/Ceiling | SERENA | 479.98 | EUR
517244 | SR C 43 R AC 2P N |  | 705 Fan coils (all types) | 70501 Fan coils Floor/Ceiling | SERENA | 494.4 | EUR
517245 | SR C 44 R AC 2P N |  | 705 Fan coils (all types) | 70501 Fan coils Floor/Ceiling | SERENA | 515 | EUR
517246 | SR C 53 R AC 2P N |  | 705 Fan coils (all types) | 70501 Fan coils Floor/Ceiling | SERENA | 527.36 | EUR
517247 | SR C 54 R AC 2P N |  | 705 Fan coils (all types) | 70501 Fan coils Floor/Ceiling | SERENA | 560.32 | EUR
517248 | SR C 63 R AC 2P N |  | 705 Fan coils (all types) | 70501 Fan coils Floor/Ceiling | SERENA | 562.38 | EUR
517249 | SR C 64 R AC 2P N |  | 705 Fan coils (all types) | 70501 Fan coils Floor/Ceiling | SERENA | 612.85 | EUR
517250 | SR C 73 R AC 2P N |  | 705 Fan coils (all types) | 70501 Fan coils Floor/Ceiling | SERENA | 615.94 | EUR
517251 | SR C 74 R AC 2P N |  | 705 Fan coils (all types) | 70501 Fan coils Floor/Ceiling | SERENA | 677.74 | EUR
517252 | SR C 83 R AC 2P N |  | 705 Fan coils (all types) | 70501 Fan coils Floor/Ceiling | SERENA | 705.55 | EUR
517253 | SR C 84 R AC 2P N |  | 705 Fan coils (all types) | 70501 Fan coils Floor/Ceiling | SERENA | 774.56 | EUR
517254 | SR C 93 R AC 2P N |  | 705 Fan coils (all types) | 70501 Fan coils Floor/Ceiling | SERENA | 742.63 | EUR
517255 | SR C 94 R AC 2P N |  | 705 Fan coils (all types) | 70501 Fan coils Floor/Ceiling | SERENA | 811.64 | EUR
517256 | SR C 13 R AC 2P VCF |  | 705 Fan coils (all types) | 70501 Fan coils Floor/Ceiling | SERENA | 450.11 | EUR
517257 | SR C 14 R AC 2P VCF |  | 705 Fan coils (all types) | 70501 Fan coils Floor/Ceiling | SERENA | 462.47 | EUR
517258 | SR C 23 R AC 2P VCF |  | 705 Fan coils (all types) | 70501 Fan coils Floor/Ceiling | SERENA | 478.95 | EUR
517259 | SR C 24 R AC 2P VCF |  | 705 Fan coils (all types) | 70501 Fan coils Floor/Ceiling | SERENA | 505.73 | EUR
517260 | SR C 33 R AC 2P VCF |  | 705 Fan coils (all types) | 70501 Fan coils Floor/Ceiling | SERENA | 520.15 | EUR
517261 | SR C 34 R AC 2P VCF |  | 705 Fan coils (all types) | 70501 Fan coils Floor/Ceiling | SERENA | 554.14 | EUR
517262 | SR C 43 R AC 2P VCF |  | 705 Fan coils (all types) | 70501 Fan coils Floor/Ceiling | SERENA | 562.38 | EUR
517263 | SR C 44 R AC 2P VCF |  | 705 Fan coils (all types) | 70501 Fan coils Floor/Ceiling | SERENA | 584.01 | EUR
517264 | SR C 53 R AC 2P VCF |  | 705 Fan coils (all types) | 70501 Fan coils Floor/Ceiling | SERENA | 604.61 | EUR
517265 | SR C 54 R AC 2P VCF |  | 705 Fan coils (all types) | 70501 Fan coils Floor/Ceiling | SERENA | 633.45 | EUR
517266 | SR C 63 R AC 2P VCF |  | 705 Fan coils (all types) | 70501 Fan coils Floor/Ceiling | SERENA | 655.08 | EUR
517267 | SR C 64 R AC 2P VCF |  | 705 Fan coils (all types) | 70501 Fan coils Floor/Ceiling | SERENA | 703.49 | EUR
517268 | SR C 73 R AC 2P VCF |  | 705 Fan coils (all types) | 70501 Fan coils Floor/Ceiling | SERENA | 708.64 | EUR
517269 | SR C 74 R AC 2P VCF |  | 705 Fan coils (all types) | 70501 Fan coils Floor/Ceiling | SERENA | 769.41 | EUR
517270 | SR C 83 R AC 2P VCF |  | 705 Fan coils (all types) | 70501 Fan coils Floor/Ceiling | SERENA | 794.13 | EUR
517271 | SR C 84 R AC 2P VCF |  | 705 Fan coils (all types) | 70501 Fan coils Floor/Ceiling | SERENA | 866.23 | EUR
517272 | SR C 93 R AC 2P VCF |  | 705 Fan coils (all types) | 70501 Fan coils Floor/Ceiling | SERENA | 835.33 | EUR
517273 | SR C 94 R AC 2P VCF |  | 705 Fan coils (all types) | 70501 Fan coils Floor/Ceiling | SERENA | 901.25 | EUR
517274 | SR C 13 R AC 4P VC |  | 705 Fan coils (all types) | 70501 Fan coils Floor/Ceiling | SERENA | 477.92 | EUR
517275 | SR C 13 R AC 4PH VC |  | 705 Fan coils (all types) | 70501 Fan coils Floor/Ceiling | SERENA | 504.7 | EUR
517276 | SR C 14 R AC 4P VC |  | 705 Fan coils (all types) | 70501 Fan coils Floor/Ceiling | SERENA | 489.25 | EUR
517277 | SR C 23 R AC 4P VC |  | 705 Fan coils (all types) | 70501 Fan coils Floor/Ceiling | SERENA | 499.55 | EUR
517278 | SR C 23 R AC 4PH VC |  | 705 Fan coils (all types) | 70501 Fan coils Floor/Ceiling | SERENA | 544.87 | EUR
517279 | SR C 24 R AC 4P VC |  | 705 Fan coils (all types) | 70501 Fan coils Floor/Ceiling | SERENA | 522.21 | EUR
517280 | SR C 33 R AC 4P VC |  | 705 Fan coils (all types) | 70501 Fan coils Floor/Ceiling | SERENA | 555.17 | EUR
517281 | SR C 33 R AC 4PH VC |  | 705 Fan coils (all types) | 70501 Fan coils Floor/Ceiling | SERENA | 605.64 | EUR
517282 | SR C 34 R AC 4P VC |  | 705 Fan coils (all types) | 70501 Fan coils Floor/Ceiling | SERENA | 584.01 | EUR
517283 | SR C 43 R AC 4P VC |  | 705 Fan coils (all types) | 70501 Fan coils Floor/Ceiling | SERENA | 596.37 | EUR
517284 | SR C 43 R AC 4PH VC |  | 705 Fan coils (all types) | 70501 Fan coils Floor/Ceiling | SERENA | 646.84 | EUR
517285 | SR C 44 R AC 4P VC |  | 705 Fan coils (all types) | 70501 Fan coils Floor/Ceiling | SERENA | 615.94 | EUR
517286 | SR C 53 R AC 4P VC |  | 705 Fan coils (all types) | 70501 Fan coils Floor/Ceiling | SERENA | 660.23 | EUR
517287 | SR C 53 R AC 4PH VC |  | 705 Fan coils (all types) | 70501 Fan coils Floor/Ceiling | SERENA | 711.73 | EUR
517288 | SR C 54 R AC 4P VC |  | 705 Fan coils (all types) | 70501 Fan coils Floor/Ceiling | SERENA | 688.04 | EUR
517289 | SR C 63 R AC 4P VC |  | 705 Fan coils (all types) | 70501 Fan coils Floor/Ceiling | SERENA | 703.49 | EUR
517290 | SR C 63 R AC 4PH VC |  | 705 Fan coils (all types) | 70501 Fan coils Floor/Ceiling | SERENA | 751.9 | EUR
517291 | SR C 64 R AC 4P VC |  | 705 Fan coils (all types) | 70501 Fan coils Floor/Ceiling | SERENA | 751.9 | EUR
517292 | SR C 73 R AC 4P VC |  | 705 Fan coils (all types) | 70501 Fan coils Floor/Ceiling | SERENA | 766.32 | EUR
517293 | SR C 73 R AC 4PH VC |  | 705 Fan coils (all types) | 70501 Fan coils Floor/Ceiling | SERENA | 830.18 | EUR
517294 | SR C 74 R AC 4P VC |  | 705 Fan coils (all types) | 70501 Fan coils Floor/Ceiling | SERENA | 830.18 | EUR
517295 | SR C 83 R AC 4P VC |  | 705 Fan coils (all types) | 70501 Fan coils Floor/Ceiling | SERENA | 873.44 | EUR
517296 | SR C 83 R AC 4PH VC |  | 705 Fan coils (all types) | 70501 Fan coils Floor/Ceiling | SERENA | 931.12 | EUR
517297 | SR C 84 R AC 4P VC |  | 705 Fan coils (all types) | 70501 Fan coils Floor/Ceiling | SERENA | 942.45 | EUR
517298 | SR C 93 R AC 4P VC |  | 705 Fan coils (all types) | 70501 Fan coils Floor/Ceiling | SERENA | 913.61 | EUR
517299 | SR C 93 R AC 4PH VC |  | 705 Fan coils (all types) | 70501 Fan coils Floor/Ceiling | SERENA | 973.35 | EUR
517300 | SR C 94 R AC 4P VC |  | 705 Fan coils (all types) | 70501 Fan coils Floor/Ceiling | SERENA | 978.5 | EUR
517301 | SR C 13 R AC 4P HC |  | 705 Fan coils (all types) | 70501 Fan coils Floor/Ceiling | SERENA | 497.49 | EUR
517302 | SR C 13 R AC 4PH HC |  | 705 Fan coils (all types) | 70501 Fan coils Floor/Ceiling | SERENA | 520.15 | EUR
517303 | SR C 14 R AC 4P HC |  | 705 Fan coils (all types) | 70501 Fan coils Floor/Ceiling | SERENA | 507.79 | EUR
517304 | SR C 23 R AC 4P HC |  | 705 Fan coils (all types) | 70501 Fan coils Floor/Ceiling | SERENA | 522.21 | EUR
517305 | SR C 23 R AC 4PH HC |  | 705 Fan coils (all types) | 70501 Fan coils Floor/Ceiling | SERENA | 566.5 | EUR
517306 | SR C 24 R AC 4P HC |  | 705 Fan coils (all types) | 70501 Fan coils Floor/Ceiling | SERENA | 551.05 | EUR
517307 | SR C 33 R AC 4P HC |  | 705 Fan coils (all types) | 70501 Fan coils Floor/Ceiling | SERENA | 578.86 | EUR
517308 | SR C 33 R AC 4PH HC |  | 705 Fan coils (all types) | 70501 Fan coils Floor/Ceiling | SERENA | 630.36 | EUR
517309 | SR C 34 R AC 4P HC |  | 705 Fan coils (all types) | 70501 Fan coils Floor/Ceiling | SERENA | 608.73 | EUR
517310 | SR C 43 R AC 4P HC |  | 705 Fan coils (all types) | 70501 Fan coils Floor/Ceiling | SERENA | 621.09 | EUR
517311 | SR C 43 R AC 4PH HC |  | 705 Fan coils (all types) | 70501 Fan coils Floor/Ceiling | SERENA | 672.59 | EUR
517312 | SR C 44 R AC 4P HC |  | 705 Fan coils (all types) | 70501 Fan coils Floor/Ceiling | SERENA | 638.6 | EUR
517313 | SR C 53 R AC 4P HC |  | 705 Fan coils (all types) | 70501 Fan coils Floor/Ceiling | SERENA | 700.4 | EUR
517314 | SR C 53 R AC 4PH HC |  | 705 Fan coils (all types) | 70501 Fan coils Floor/Ceiling | SERENA | 750.87 | EUR
517315 | SR C 54 R AC 4P HC |  | 705 Fan coils (all types) | 70501 Fan coils Floor/Ceiling | SERENA | 733.36 | EUR
517316 | SR C 63 R AC 4P HC |  | 705 Fan coils (all types) | 70501 Fan coils Floor/Ceiling | SERENA | 750.87 | EUR
517317 | SR C 63 R AC 4PH HC |  | 705 Fan coils (all types) | 70501 Fan coils Floor/Ceiling | SERENA | 799.28 | EUR
517318 | SR C 64 R AC 4P HC |  | 705 Fan coils (all types) | 70501 Fan coils Floor/Ceiling | SERENA | 799.28 | EUR
517319 | SR C 73 R AC 4P HC |  | 705 Fan coils (all types) | 70501 Fan coils Floor/Ceiling | SERENA | 808.55 | EUR
517320 | SR C 73 R AC 4PH HC |  | 705 Fan coils (all types) | 70501 Fan coils Floor/Ceiling | SERENA | 872.41 | EUR
517321 | SR C 74 R AC 4P HC |  | 705 Fan coils (all types) | 70501 Fan coils Floor/Ceiling | SERENA | 872.41 | EUR
517322 | SR C 83 R AC 4P HC |  | 705 Fan coils (all types) | 70501 Fan coils Floor/Ceiling | SERENA | 906.4 | EUR
517323 | SR C 83 R AC 4PH HC |  | 705 Fan coils (all types) | 70501 Fan coils Floor/Ceiling | SERENA | 966.14 | EUR
517324 | SR C 84 R AC 4P HC |  | 705 Fan coils (all types) | 70501 Fan coils Floor/Ceiling | SERENA | 978.5 | EUR
517325 | SR C 93 R AC 4P HC |  | 705 Fan coils (all types) | 70501 Fan coils Floor/Ceiling | SERENA | 948.63 | EUR
517326 | SR C 93 R AC 4PH HC |  | 705 Fan coils (all types) | 70501 Fan coils Floor/Ceiling | SERENA | 1006.31 | EUR
517327 | SR C 94 R AC 4P HC |  | 705 Fan coils (all types) | 70501 Fan coils Floor/Ceiling | SERENA | 1013.52 | EUR
517328 | SR C 13 R AC 4P N |  | 705 Fan coils (all types) | 70501 Fan coils Floor/Ceiling | SERENA | 432.6 | EUR
517329 | SR C 13 R AC 4PH N |  | 705 Fan coils (all types) | 70501 Fan coils Floor/Ceiling | SERENA | 457.32 | EUR
517330 | SR C 14 R AC 4P N |  | 705 Fan coils (all types) | 70501 Fan coils Floor/Ceiling | SERENA | 445.99 | EUR
517331 | SR C 23 R AC 4P N |  | 705 Fan coils (all types) | 70501 Fan coils Floor/Ceiling | SERENA | 453.2 | EUR
517332 | SR C 23 R AC 4PH N |  | 705 Fan coils (all types) | 70501 Fan coils Floor/Ceiling | SERENA | 498.52 | EUR
517333 | SR C 24 R AC 4P N |  | 705 Fan coils (all types) | 70501 Fan coils Floor/Ceiling | SERENA | 478.95 | EUR
517334 | SR C 33 R AC 4P N |  | 705 Fan coils (all types) | 70501 Fan coils Floor/Ceiling | SERENA | 508.82 | EUR
517335 | SR C 33 R AC 4PH N |  | 705 Fan coils (all types) | 70501 Fan coils Floor/Ceiling | SERENA | 560.32 | EUR
517336 | SR C 34 R AC 4P N |  | 705 Fan coils (all types) | 70501 Fan coils Floor/Ceiling | SERENA | 536.63 | EUR
517337 | SR C 43 R AC 4P N |  | 705 Fan coils (all types) | 70501 Fan coils Floor/Ceiling | SERENA | 554.14 | EUR
517338 | SR C 43 R AC 4PH N |  | 705 Fan coils (all types) | 70501 Fan coils Floor/Ceiling | SERENA | 604.61 | EUR
517339 | SR C 44 R AC 4P N |  | 705 Fan coils (all types) | 70501 Fan coils Floor/Ceiling | SERENA | 570.62 | EUR
517340 | SR C 53 R AC 4P N |  | 705 Fan coils (all types) | 70501 Fan coils Floor/Ceiling | SERENA | 625.21 | EUR
517341 | SR C 53 R AC 4PH N |  | 705 Fan coils (all types) | 70501 Fan coils Floor/Ceiling | SERENA | 674.65 | EUR
517342 | SR C 54 R AC 4P N |  | 705 Fan coils (all types) | 70501 Fan coils Floor/Ceiling | SERENA | 658.17 | EUR
517343 | SR C 63 R AC 4P N |  | 705 Fan coils (all types) | 70501 Fan coils Floor/Ceiling | SERENA | 661.26 | EUR
517344 | SR C 63 R AC 4PH N |  | 705 Fan coils (all types) | 70501 Fan coils Floor/Ceiling | SERENA | 712.76 | EUR
517345 | SR C 64 R AC 4P N |  | 705 Fan coils (all types) | 70501 Fan coils Floor/Ceiling | SERENA | 712.76 | EUR
517346 | SR C 73 R AC 4P N |  | 705 Fan coils (all types) | 70501 Fan coils Floor/Ceiling | SERENA | 717.91 | EUR
517347 | SR C 73 R AC 4PH N |  | 705 Fan coils (all types) | 70501 Fan coils Floor/Ceiling | SERENA | 779.71 | EUR
517348 | SR C 74 R AC 4P N |  | 705 Fan coils (all types) | 70501 Fan coils Floor/Ceiling | SERENA | 779.71 | EUR
517349 | SR C 83 R AC 4P N |  | 705 Fan coils (all types) | 70501 Fan coils Floor/Ceiling | SERENA | 815.76 | EUR
517350 | SR C 83 R AC 4PH N |  | 705 Fan coils (all types) | 70501 Fan coils Floor/Ceiling | SERENA | 875.5 | EUR
517351 | SR C 84 R AC 4P N |  | 705 Fan coils (all types) | 70501 Fan coils Floor/Ceiling | SERENA | 885.8 | EUR
517352 | SR C 93 R AC 4P N |  | 705 Fan coils (all types) | 70501 Fan coils Floor/Ceiling | SERENA | 854.9 | EUR
517353 | SR C 93 R AC 4PH N |  | 705 Fan coils (all types) | 70501 Fan coils Floor/Ceiling | SERENA | 916.7 | EUR
517354 | SR C 94 R AC 4P N |  | 705 Fan coils (all types) | 70501 Fan coils Floor/Ceiling | SERENA | 922.88 | EUR
517355 | SR C 13 R AC 4P VCF |  | 705 Fan coils (all types) | 70501 Fan coils Floor/Ceiling | SERENA | 497.49 | EUR
517356 | SR C 13 R AC 4PH VCF |  | 705 Fan coils (all types) | 70501 Fan coils Floor/Ceiling | SERENA | 520.15 | EUR
517357 | SR C 14 R AC 4P VCF |  | 705 Fan coils (all types) | 70501 Fan coils Floor/Ceiling | SERENA | 507.79 | EUR
517358 | SR C 23 R AC 4P VCF |  | 705 Fan coils (all types) | 70501 Fan coils Floor/Ceiling | SERENA | 522.21 | EUR
517359 | SR C 23 R AC 4PH VCF |  | 705 Fan coils (all types) | 70501 Fan coils Floor/Ceiling | SERENA | 566.5 | EUR
517360 | SR C 24 R AC 4P VCF |  | 705 Fan coils (all types) | 70501 Fan coils Floor/Ceiling | SERENA | 551.05 | EUR
517361 | SR C 33 R AC 4P VCF |  | 705 Fan coils (all types) | 70501 Fan coils Floor/Ceiling | SERENA | 578.86 | EUR
517362 | SR C 33 R AC 4PH VCF |  | 705 Fan coils (all types) | 70501 Fan coils Floor/Ceiling | SERENA | 630.36 | EUR
517363 | SR C 34 R AC 4P VCF |  | 705 Fan coils (all types) | 70501 Fan coils Floor/Ceiling | SERENA | 608.73 | EUR
517364 | SR C 43 R AC 4P VCF |  | 705 Fan coils (all types) | 70501 Fan coils Floor/Ceiling | SERENA | 621.09 | EUR
517365 | SR C 43 R AC 4PH VCF |  | 705 Fan coils (all types) | 70501 Fan coils Floor/Ceiling | SERENA | 672.59 | EUR
517366 | SR C 44 R AC 4P VCF |  | 705 Fan coils (all types) | 70501 Fan coils Floor/Ceiling | SERENA | 638.6 | EUR
517367 | SR C 53 R AC 4P VCF |  | 705 Fan coils (all types) | 70501 Fan coils Floor/Ceiling | SERENA | 700.4 | EUR
517368 | SR C 53 R AC 4PH VCF |  | 705 Fan coils (all types) | 70501 Fan coils Floor/Ceiling | SERENA | 750.87 | EUR
517369 | SR C 54 R AC 4P VCF |  | 705 Fan coils (all types) | 70501 Fan coils Floor/Ceiling | SERENA | 733.36 | EUR
517370 | SR C 63 R AC 4P VCF |  | 705 Fan coils (all types) | 70501 Fan coils Floor/Ceiling | SERENA | 750.87 | EUR
517371 | SR C 63 R AC 4PH VCF |  | 705 Fan coils (all types) | 70501 Fan coils Floor/Ceiling | SERENA | 799.28 | EUR
517372 | SR C 64 R AC 4P VCF |  | 705 Fan coils (all types) | 70501 Fan coils Floor/Ceiling | SERENA | 799.28 | EUR
517373 | SR C 73 R AC 4P VCF |  | 705 Fan coils (all types) | 70501 Fan coils Floor/Ceiling | SERENA | 808.55 | EUR
517374 | SR C 73 R AC 4PH VCF |  | 705 Fan coils (all types) | 70501 Fan coils Floor/Ceiling | SERENA | 872.41 | EUR
517375 | SR C 74 R AC 4P VCF |  | 705 Fan coils (all types) | 70501 Fan coils Floor/Ceiling | SERENA | 872.41 | EUR
517376 | SR C 83 R AC 4P VCF |  | 705 Fan coils (all types) | 70501 Fan coils Floor/Ceiling | SERENA | 906.4 | EUR
517377 | SR C 83 R AC 4PH VCF |  | 705 Fan coils (all types) | 70501 Fan coils Floor/Ceiling | SERENA | 966.14 | EUR
517378 | SR C 84 R AC 4P VCF |  | 705 Fan coils (all types) | 70501 Fan coils Floor/Ceiling | SERENA | 978.5 | EUR
517379 | SR C 93 R AC 4P VCF |  | 705 Fan coils (all types) | 70501 Fan coils Floor/Ceiling | SERENA | 948.63 | EUR
517380 | SR C 93 R AC 4PH VCF |  | 705 Fan coils (all types) | 70501 Fan coils Floor/Ceiling | SERENA | 1006.31 | EUR
517381 | SR C 94 R AC 4P VCF |  | 705 Fan coils (all types) | 70501 Fan coils Floor/Ceiling | SERENA | 1013.52 | EUR
517382 | SR C 23 R EC 2P VC |  | 705 Fan coils (all types) | 70501 Fan coils Floor/Ceiling | SERENA | 700.4 | EUR
517383 | SR C 24 R EC 2P VC |  | 705 Fan coils (all types) | 70501 Fan coils Floor/Ceiling | SERENA | 725.12 | EUR
517384 | SR C 43 R EC 2P VC |  | 705 Fan coils (all types) | 70501 Fan coils Floor/Ceiling | SERENA | 783.83 | EUR
517385 | SR C 44 R EC 2P VC |  | 705 Fan coils (all types) | 70501 Fan coils Floor/Ceiling | SERENA | 804.43 | EUR
517386 | SR C 63 R EC 2P VC |  | 705 Fan coils (all types) | 70501 Fan coils Floor/Ceiling | SERENA | 851.81 | EUR
517387 | SR C 64 R EC 2P VC |  | 705 Fan coils (all types) | 70501 Fan coils Floor/Ceiling | SERENA | 901.25 | EUR
517388 | SR C 73 R EC 2P VC |  | 705 Fan coils (all types) | 70501 Fan coils Floor/Ceiling | SERENA | 913.61 | EUR
517389 | SR C 74 R EC 2P VC |  | 705 Fan coils (all types) | 70501 Fan coils Floor/Ceiling | SERENA | 975.41 | EUR
517390 | SR C 93 R EC 2P VC |  | 705 Fan coils (all types) | 70501 Fan coils Floor/Ceiling | SERENA | 1044.42 | EUR
517391 | SR C 94 R EC 2P VC |  | 705 Fan coils (all types) | 70501 Fan coils Floor/Ceiling | SERENA | 1113.43 | EUR
517392 | SR C 23 R EC 2P HC |  | 705 Fan coils (all types) | 70501 Fan coils Floor/Ceiling | SERENA | 725.12 | EUR
517393 | SR C 24 R EC 2P HC |  | 705 Fan coils (all types) | 70501 Fan coils Floor/Ceiling | SERENA | 751.9 | EUR
517394 | SR C 43 R EC 2P HC |  | 705 Fan coils (all types) | 70501 Fan coils Floor/Ceiling | SERENA | 811.64 | EUR
517395 | SR C 44 R EC 2P HC |  | 705 Fan coils (all types) | 70501 Fan coils Floor/Ceiling | SERENA | 832.24 | EUR
517396 | SR C 63 R EC 2P HC |  | 705 Fan coils (all types) | 70501 Fan coils Floor/Ceiling | SERENA | 899.19 | EUR
517397 | SR C 64 R EC 2P HC |  | 705 Fan coils (all types) | 70501 Fan coils Floor/Ceiling | SERENA | 949.66 | EUR
517398 | SR C 73 R EC 2P HC |  | 705 Fan coils (all types) | 70501 Fan coils Floor/Ceiling | SERENA | 953.78 | EUR
517399 | SR C 74 R EC 2P HC |  | 705 Fan coils (all types) | 70501 Fan coils Floor/Ceiling | SERENA | 1016.61 | EUR
517400 | SR C 93 R EC 2P HC |  | 705 Fan coils (all types) | 70501 Fan coils Floor/Ceiling | SERENA | 1082.53 | EUR
517401 | SR C 94 R EC 2P HC |  | 705 Fan coils (all types) | 70501 Fan coils Floor/Ceiling | SERENA | 1146.39 | EUR
517402 | SR C 23 R EC 2P N |  | 705 Fan coils (all types) | 70501 Fan coils Floor/Ceiling | SERENA | 657.14 | EUR
517403 | SR C 24 R EC 2P N |  | 705 Fan coils (all types) | 70501 Fan coils Floor/Ceiling | SERENA | 680.83 | EUR
517404 | SR C 43 R EC 2P N |  | 705 Fan coils (all types) | 70501 Fan coils Floor/Ceiling | SERENA | 738.51 | EUR
517405 | SR C 44 R EC 2P N |  | 705 Fan coils (all types) | 70501 Fan coils Floor/Ceiling | SERENA | 762.2 | EUR
517406 | SR C 63 R EC 2P N |  | 705 Fan coils (all types) | 70501 Fan coils Floor/Ceiling | SERENA | 811.64 | EUR
517407 | SR C 64 R EC 2P N |  | 705 Fan coils (all types) | 70501 Fan coils Floor/Ceiling | SERENA | 857.99 | EUR
517408 | SR C 73 R EC 2P N |  | 705 Fan coils (all types) | 70501 Fan coils Floor/Ceiling | SERENA | 863.14 | EUR
517409 | SR C 74 R EC 2P N |  | 705 Fan coils (all types) | 70501 Fan coils Floor/Ceiling | SERENA | 924.94 | EUR
517410 | SR C 93 R EC 2P N |  | 705 Fan coils (all types) | 70501 Fan coils Floor/Ceiling | SERENA | 989.83 | EUR
517411 | SR C 94 R EC 2P N |  | 705 Fan coils (all types) | 70501 Fan coils Floor/Ceiling | SERENA | 1056.78 | EUR
517412 | SR C 23 R EC 2P VCF |  | 705 Fan coils (all types) | 70501 Fan coils Floor/Ceiling | SERENA | 725.12 | EUR
517413 | SR C 24 R EC 2P VCF |  | 705 Fan coils (all types) | 70501 Fan coils Floor/Ceiling | SERENA | 751.9 | EUR
517414 | SR C 43 R EC 2P VCF |  | 705 Fan coils (all types) | 70501 Fan coils Floor/Ceiling | SERENA | 811.64 | EUR
517415 | SR C 44 R EC 2P VCF |  | 705 Fan coils (all types) | 70501 Fan coils Floor/Ceiling | SERENA | 832.24 | EUR
517416 | SR C 63 R EC 2P VCF |  | 705 Fan coils (all types) | 70501 Fan coils Floor/Ceiling | SERENA | 899.19 | EUR
517417 | SR C 64 R EC 2P VCF |  | 705 Fan coils (all types) | 70501 Fan coils Floor/Ceiling | SERENA | 949.66 | EUR
517418 | SR C 73 R EC 2P VCF |  | 705 Fan coils (all types) | 70501 Fan coils Floor/Ceiling | SERENA | 953.78 | EUR
517419 | SR C 74 R EC 2P VCF |  | 705 Fan coils (all types) | 70501 Fan coils Floor/Ceiling | SERENA | 1016.61 | EUR
517420 | SR C 93 R EC 2P VCF |  | 705 Fan coils (all types) | 70501 Fan coils Floor/Ceiling | SERENA | 1082.53 | EUR
517421 | SR C 94 R EC 2P VCF |  | 705 Fan coils (all types) | 70501 Fan coils Floor/Ceiling | SERENA | 1146.39 | EUR
517422 | SR C 23 R EC 4P VC |  | 705 Fan coils (all types) | 70501 Fan coils Floor/Ceiling | SERENA | 742.63 | EUR
517423 | SR C 23 R EC 4PH VC |  | 705 Fan coils (all types) | 70501 Fan coils Floor/Ceiling | SERENA | 787.95 | EUR
517424 | SR C 24 R EC 4P VC |  | 705 Fan coils (all types) | 70501 Fan coils Floor/Ceiling | SERENA | 772.5 | EUR
517425 | SR C 43 R EC 4P VC |  | 705 Fan coils (all types) | 70501 Fan coils Floor/Ceiling | SERENA | 839.45 | EUR
517426 | SR C 43 R EC 4PH VC |  | 705 Fan coils (all types) | 70501 Fan coils Floor/Ceiling | SERENA | 891.98 | EUR
517427 | SR C 44 R EC 4P VC |  | 705 Fan coils (all types) | 70501 Fan coils Floor/Ceiling | SERENA | 863.14 | EUR
517428 | SR C 63 R EC 4P VC |  | 705 Fan coils (all types) | 70501 Fan coils Floor/Ceiling | SERENA | 949.66 | EUR
517429 | SR C 63 R EC 4PH VC |  | 705 Fan coils (all types) | 70501 Fan coils Floor/Ceiling | SERENA | 999.1 | EUR
517430 | SR C 64 R EC 4P VC |  | 705 Fan coils (all types) | 70501 Fan coils Floor/Ceiling | SERENA | 999.1 | EUR
517431 | SR C 73 R EC 4P VC |  | 705 Fan coils (all types) | 70501 Fan coils Floor/Ceiling | SERENA | 1013.52 | EUR
517432 | SR C 73 R EC 4PH VC |  | 705 Fan coils (all types) | 70501 Fan coils Floor/Ceiling | SERENA | 1076.35 | EUR
517433 | SR C 74 R EC 4P VC |  | 705 Fan coils (all types) | 70501 Fan coils Floor/Ceiling | SERENA | 1076.35 | EUR
517434 | SR C 93 R EC 4P VC |  | 705 Fan coils (all types) | 70501 Fan coils Floor/Ceiling | SERENA | 1157.72 | EUR
517435 | SR C 93 R EC 4PH VC |  | 705 Fan coils (all types) | 70501 Fan coils Floor/Ceiling | SERENA | 1217.46 | EUR
517436 | SR C 94 R EC 4P VC |  | 705 Fan coils (all types) | 70501 Fan coils Floor/Ceiling | SERENA | 1225.7 | EUR
517437 | SR C 23 R EC 4P HC |  | 705 Fan coils (all types) | 70501 Fan coils Floor/Ceiling | SERENA | 772.5 | EUR
517438 | SR C 23 R EC 4PH HC |  | 705 Fan coils (all types) | 70501 Fan coils Floor/Ceiling | SERENA | 814.73 | EUR
517439 | SR C 24 R EC 4P HC |  | 705 Fan coils (all types) | 70501 Fan coils Floor/Ceiling | SERENA | 797.22 | EUR
517440 | SR C 43 R EC 4P HC |  | 705 Fan coils (all types) | 70501 Fan coils Floor/Ceiling | SERENA | 866.23 | EUR
517441 | SR C 43 R EC 4PH HC |  | 705 Fan coils (all types) | 70501 Fan coils Floor/Ceiling | SERENA | 918.76 | EUR
517442 | SR C 44 R EC 4P HC |  | 705 Fan coils (all types) | 70501 Fan coils Floor/Ceiling | SERENA | 886.83 | EUR
517443 | SR C 63 R EC 4P HC |  | 705 Fan coils (all types) | 70501 Fan coils Floor/Ceiling | SERENA | 997.04 | EUR
517444 | SR C 63 R EC 4PH HC |  | 705 Fan coils (all types) | 70501 Fan coils Floor/Ceiling | SERENA | 1044.42 | EUR
517445 | SR C 64 R EC 4P HC |  | 705 Fan coils (all types) | 70501 Fan coils Floor/Ceiling | SERENA | 1044.42 | EUR
517446 | SR C 73 R EC 4P HC |  | 705 Fan coils (all types) | 70501 Fan coils Floor/Ceiling | SERENA | 1055.75 | EUR
517447 | SR C 73 R EC 4PH HC |  | 705 Fan coils (all types) | 70501 Fan coils Floor/Ceiling | SERENA | 1117.55 | EUR
517448 | SR C 74 R EC 4P HC |  | 705 Fan coils (all types) | 70501 Fan coils Floor/Ceiling | SERENA | 1117.55 | EUR
517449 | SR C 93 R EC 4P HC |  | 705 Fan coils (all types) | 70501 Fan coils Floor/Ceiling | SERENA | 1194.8 | EUR
517450 | SR C 93 R EC 4PH HC |  | 705 Fan coils (all types) | 70501 Fan coils Floor/Ceiling | SERENA | 1254.54 | EUR
517451 | SR C 94 R EC 4P HC |  | 705 Fan coils (all types) | 70501 Fan coils Floor/Ceiling | SERENA | 1259.69 | EUR
517452 | SR C 23 R EC 4P N |  | 705 Fan coils (all types) | 70501 Fan coils Floor/Ceiling | SERENA | 700.4 | EUR
517453 | SR C 23 R EC 4PH N |  | 705 Fan coils (all types) | 70501 Fan coils Floor/Ceiling | SERENA | 740.57 | EUR
517454 | SR C 24 R EC 4P N |  | 705 Fan coils (all types) | 70501 Fan coils Floor/Ceiling | SERENA | 725.12 | EUR
517455 | SR C 43 R EC 4P N |  | 705 Fan coils (all types) | 70501 Fan coils Floor/Ceiling | SERENA | 798.25 | EUR
517456 | SR C 43 R EC 4PH N |  | 705 Fan coils (all types) | 70501 Fan coils Floor/Ceiling | SERENA | 849.75 | EUR
517457 | SR C 44 R EC 4P N |  | 705 Fan coils (all types) | 70501 Fan coils Floor/Ceiling | SERENA | 818.85 | EUR
517458 | SR C 63 R EC 4P N |  | 705 Fan coils (all types) | 70501 Fan coils Floor/Ceiling | SERENA | 905.37 | EUR
517459 | SR C 63 R EC 4PH N |  | 705 Fan coils (all types) | 70501 Fan coils Floor/Ceiling | SERENA | 955.84 | EUR
517460 | SR C 64 R EC 4P N |  | 705 Fan coils (all types) | 70501 Fan coils Floor/Ceiling | SERENA | 955.84 | EUR
517461 | SR C 73 R EC 4P N |  | 705 Fan coils (all types) | 70501 Fan coils Floor/Ceiling | SERENA | 964.08 | EUR
517462 | SR C 73 R EC 4PH N |  | 705 Fan coils (all types) | 70501 Fan coils Floor/Ceiling | SERENA | 1024.85 | EUR
517463 | SR C 74 R EC 4P N |  | 705 Fan coils (all types) | 70501 Fan coils Floor/Ceiling | SERENA | 1024.85 | EUR
517464 | SR C 93 R EC 4P N |  | 705 Fan coils (all types) | 70501 Fan coils Floor/Ceiling | SERENA | 1102.1 | EUR
517465 | SR C 93 R EC 4PH N |  | 705 Fan coils (all types) | 70501 Fan coils Floor/Ceiling | SERENA | 1163.9 | EUR
517466 | SR C 94 R EC 4P N |  | 705 Fan coils (all types) | 70501 Fan coils Floor/Ceiling | SERENA | 1169.05 | EUR
517467 | SR C 23 R EC 4P VCF |  | 705 Fan coils (all types) | 70501 Fan coils Floor/Ceiling | SERENA | 772.5 | EUR
517468 | SR C 23 R EC 4PH VCF |  | 705 Fan coils (all types) | 70501 Fan coils Floor/Ceiling | SERENA | 814.73 | EUR
517469 | SR C 24 R EC 4P VCF |  | 705 Fan coils (all types) | 70501 Fan coils Floor/Ceiling | SERENA | 797.22 | EUR
517470 | SR C 43 R EC 4P VCF |  | 705 Fan coils (all types) | 70501 Fan coils Floor/Ceiling | SERENA | 866.23 | EUR
517471 | SR C 43 R EC 4PH VCF |  | 705 Fan coils (all types) | 70501 Fan coils Floor/Ceiling | SERENA | 918.76 | EUR
517472 | SR C 44 R EC 4P VCF |  | 705 Fan coils (all types) | 70501 Fan coils Floor/Ceiling | SERENA | 886.83 | EUR
517473 | SR C 63 R EC 4P VCF |  | 705 Fan coils (all types) | 70501 Fan coils Floor/Ceiling | SERENA | 997.04 | EUR
517474 | SR C 63 R EC 4PH VCF |  | 705 Fan coils (all types) | 70501 Fan coils Floor/Ceiling | SERENA | 1044.42 | EUR
517475 | SR C 64 R EC 4P VCF |  | 705 Fan coils (all types) | 70501 Fan coils Floor/Ceiling | SERENA | 1044.42 | EUR
517476 | SR C 73 R EC 4P VCF |  | 705 Fan coils (all types) | 70501 Fan coils Floor/Ceiling | SERENA | 1055.75 | EUR
517477 | SR C 73 R EC 4PH VCF |  | 705 Fan coils (all types) | 70501 Fan coils Floor/Ceiling | SERENA | 1117.55 | EUR
517478 | SR C 74 R EC 4P VCF |  | 705 Fan coils (all types) | 70501 Fan coils Floor/Ceiling | SERENA | 1117.55 | EUR
517479 | SR C 93 R EC 4P VCF |  | 705 Fan coils (all types) | 70501 Fan coils Floor/Ceiling | SERENA | 1194.8 | EUR
517480 | SR C 93 R EC 4PH VCF |  | 705 Fan coils (all types) | 70501 Fan coils Floor/Ceiling | SERENA | 1254.54 | EUR
517481 | SR C 94 R EC 4P VCF |  | 705 Fan coils (all types) | 70501 Fan coils Floor/Ceiling | SERENA | 1259.69 | EUR
524700 | SR S 10 L EC 2P T |  | 705 Fan coils (all types) | 70501 Fan coils Floor/Ceiling | SERENA | 908.46 | EUR
524701 | SR S 20 L EC 2P T |  | 705 Fan coils (all types) | 70501 Fan coils Floor/Ceiling | SERENA | 969.23 | EUR
524702 | SR S 30 L EC 2P T |  | 705 Fan coils (all types) | 70501 Fan coils Floor/Ceiling | SERENA | 1045.45 | EUR
524703 | SR S 40 L EC 2P T |  | 705 Fan coils (all types) | 70501 Fan coils Floor/Ceiling | SERENA | 1141.24 | EUR
524704 | SR S 50 L EC 2P T |  | 705 Fan coils (all types) | 70501 Fan coils Floor/Ceiling | SERENA | 1217.46 | EUR
524705 | SR S 10 L EC 2P T 2W |  | 705 Fan coils (all types) | 70501 Fan coils Floor/Ceiling | SERENA | 1009.4 | EUR
524706 | SR S 20 L EC 2P T 2W |  | 705 Fan coils (all types) | 70501 Fan coils Floor/Ceiling | SERENA | 1070.17 | EUR
524707 | SR S 30 L EC 2P T 2W |  | 705 Fan coils (all types) | 70501 Fan coils Floor/Ceiling | SERENA | 1147.42 | EUR
524708 | SR S 40 L EC 2P T 2W |  | 705 Fan coils (all types) | 70501 Fan coils Floor/Ceiling | SERENA | 1243.21 | EUR
524709 | SR S 50 L EC 2P T 2W |  | 705 Fan coils (all types) | 70501 Fan coils Floor/Ceiling | SERENA | 1318.4 | EUR
524710 | SR S 10 L EC 2P T 3W |  | 705 Fan coils (all types) | 70501 Fan coils Floor/Ceiling | SERENA | 1031.03 | EUR
524711 | SR S 20 L EC 2P T 3W |  | 705 Fan coils (all types) | 70501 Fan coils Floor/Ceiling | SERENA | 1091.8 | EUR
524712 | SR S 30 L EC 2P T 3W |  | 705 Fan coils (all types) | 70501 Fan coils Floor/Ceiling | SERENA | 1169.05 | EUR
524713 | SR S 40 L EC 2P T 3W |  | 705 Fan coils (all types) | 70501 Fan coils Floor/Ceiling | SERENA | 1264.84 | EUR
524714 | SR S 50 L EC 2P T 3W |  | 705 Fan coils (all types) | 70501 Fan coils Floor/Ceiling | SERENA | 1340.03 | EUR
524715 | SR S 10 R EC 2P T |  | 705 Fan coils (all types) | 70501 Fan coils Floor/Ceiling | SERENA | 908.46 | EUR
524716 | SR S 20 R EC 2P T |  | 705 Fan coils (all types) | 70501 Fan coils Floor/Ceiling | SERENA | 969.23 | EUR
524717 | SR S 30 R EC 2P T |  | 705 Fan coils (all types) | 70501 Fan coils Floor/Ceiling | SERENA | 1045.45 | EUR
524718 | SR S 40 R EC 2P T |  | 705 Fan coils (all types) | 70501 Fan coils Floor/Ceiling | SERENA | 1141.24 | EUR
524719 | SR S 50 R EC 2P T |  | 705 Fan coils (all types) | 70501 Fan coils Floor/Ceiling | SERENA | 1217.46 | EUR
524720 | SR S 10 R EC 2P T 2W |  | 705 Fan coils (all types) | 70501 Fan coils Floor/Ceiling | SERENA | 1009.4 | EUR
524721 | SR S 20 R EC 2P T 2W |  | 705 Fan coils (all types) | 70501 Fan coils Floor/Ceiling | SERENA | 1070.17 | EUR
524722 | SR S 30 R EC 2P T 2W |  | 705 Fan coils (all types) | 70501 Fan coils Floor/Ceiling | SERENA | 1147.42 | EUR
524723 | SR S 40 R EC 2P T 2W |  | 705 Fan coils (all types) | 70501 Fan coils Floor/Ceiling | SERENA | 1243.21 | EUR
524724 | SR S 50 R EC 2P T 2W |  | 705 Fan coils (all types) | 70501 Fan coils Floor/Ceiling | SERENA | 1318.4 | EUR
524725 | SR S 10 R EC 2P T 3W |  | 705 Fan coils (all types) | 70501 Fan coils Floor/Ceiling | SERENA | 1031.03 | EUR
524726 | SR S 20 R EC 2P T 3W |  | 705 Fan coils (all types) | 70501 Fan coils Floor/Ceiling | SERENA | 1091.8 | EUR
524727 | SR S 30 R EC 2P T 3W |  | 705 Fan coils (all types) | 70501 Fan coils Floor/Ceiling | SERENA | 1169.05 | EUR
524728 | SR S 40 R EC 2P T 3W |  | 705 Fan coils (all types) | 70501 Fan coils Floor/Ceiling | SERENA | 1264.84 | EUR
524729 | SR S 50 R EC 2P T 3W |  | 705 Fan coils (all types) | 70501 Fan coils Floor/Ceiling | SERENA | 1340.03 | EUR
524730 | SR S 10 L EC 2P |  | 705 Fan coils (all types) | 70501 Fan coils Floor/Ceiling | SERENA | 786.92 | EUR
524731 | SR S 20 L EC 2P |  | 705 Fan coils (all types) | 70501 Fan coils Floor/Ceiling | SERENA | 847.69 | EUR
524732 | SR S 30 L EC 2P |  | 705 Fan coils (all types) | 70501 Fan coils Floor/Ceiling | SERENA | 922.88 | EUR
524733 | SR S 40 L EC 2P |  | 705 Fan coils (all types) | 70501 Fan coils Floor/Ceiling | SERENA | 1018.67 | EUR
524734 | SR S 50 L EC 2P |  | 705 Fan coils (all types) | 70501 Fan coils Floor/Ceiling | SERENA | 1094.89 | EUR
524735 | SR S 10 L EC 2P 2W |  | 705 Fan coils (all types) | 70501 Fan coils Floor/Ceiling | SERENA | 887.86 | EUR
524736 | SR S 20 L EC 2P 2W |  | 705 Fan coils (all types) | 70501 Fan coils Floor/Ceiling | SERENA | 948.63 | EUR
524737 | SR S 30 L EC 2P 2W |  | 705 Fan coils (all types) | 70501 Fan coils Floor/Ceiling | SERENA | 1024.85 | EUR
524738 | SR S 40 L EC 2P 2W |  | 705 Fan coils (all types) | 70501 Fan coils Floor/Ceiling | SERENA | 1120.64 | EUR
524739 | SR S 50 L EC 2P 2W |  | 705 Fan coils (all types) | 70501 Fan coils Floor/Ceiling | SERENA | 1195.83 | EUR
524740 | SR S 10 L EC 2P 3W |  | 705 Fan coils (all types) | 70501 Fan coils Floor/Ceiling | SERENA | 909.49 | EUR
524741 | SR S 20 L EC 2P 3W |  | 705 Fan coils (all types) | 70501 Fan coils Floor/Ceiling | SERENA | 970.26 | EUR
524742 | SR S 30 L EC 2P 3W |  | 705 Fan coils (all types) | 70501 Fan coils Floor/Ceiling | SERENA | 1046.48 | EUR
524743 | SR S 40 L EC 2P 3W |  | 705 Fan coils (all types) | 70501 Fan coils Floor/Ceiling | SERENA | 1141.24 | EUR
524744 | SR S 50 L EC 2P 3W |  | 705 Fan coils (all types) | 70501 Fan coils Floor/Ceiling | SERENA | 1217.46 | EUR
524745 | SR S 10 R EC 2P |  | 705 Fan coils (all types) | 70501 Fan coils Floor/Ceiling | SERENA | 786.92 | EUR
524746 | SR S 20 R EC 2P |  | 705 Fan coils (all types) | 70501 Fan coils Floor/Ceiling | SERENA | 847.69 | EUR
524747 | SR S 30 R EC 2P |  | 705 Fan coils (all types) | 70501 Fan coils Floor/Ceiling | SERENA | 922.88 | EUR
524748 | SR S 40 R EC 2P |  | 705 Fan coils (all types) | 70501 Fan coils Floor/Ceiling | SERENA | 1018.67 | EUR
524749 | SR S 50 R EC 2P |  | 705 Fan coils (all types) | 70501 Fan coils Floor/Ceiling | SERENA | 1094.89 | EUR
524750 | SR S 10 R EC 2P 2W |  | 705 Fan coils (all types) | 70501 Fan coils Floor/Ceiling | SERENA | 887.86 | EUR
524751 | SR S 20 R EC 2P 2W |  | 705 Fan coils (all types) | 70501 Fan coils Floor/Ceiling | SERENA | 948.63 | EUR
524752 | SR S 30 R EC 2P 2W |  | 705 Fan coils (all types) | 70501 Fan coils Floor/Ceiling | SERENA | 1024.85 | EUR
524753 | SR S 40 R EC 2P 2W |  | 705 Fan coils (all types) | 70501 Fan coils Floor/Ceiling | SERENA | 1120.64 | EUR
524754 | SR S 50 R EC 2P 2W |  | 705 Fan coils (all types) | 70501 Fan coils Floor/Ceiling | SERENA | 1195.83 | EUR
524755 | SR S 10 R EC 2P 3W |  | 705 Fan coils (all types) | 70501 Fan coils Floor/Ceiling | SERENA | 909.49 | EUR
524756 | SR S 20 R EC 2P 3W |  | 705 Fan coils (all types) | 70501 Fan coils Floor/Ceiling | SERENA | 970.26 | EUR
524757 | SR S 30 R EC 2P 3W |  | 705 Fan coils (all types) | 70501 Fan coils Floor/Ceiling | SERENA | 1046.48 | EUR
524758 | SR S 40 R EC 2P 3W |  | 705 Fan coils (all types) | 70501 Fan coils Floor/Ceiling | SERENA | 1141.24 | EUR
524759 | SR S 50 R EC 2P 3W |  | 705 Fan coils (all types) | 70501 Fan coils Floor/Ceiling | SERENA | 1217.46 | EUR
523597 | SR L 13 L AC 2P |  | 705 Fan coils (all types) | 70502 Fan coils Ducted | SERENA | 1611.95 | EUR
523599 | SR L 23 L AC 2P |  | 705 Fan coils (all types) | 70502 Fan coils Ducted | SERENA | 1691.26 | EUR
523682 | SR L 33 L AC 2P |  | 705 Fan coils (all types) | 70502 Fan coils Ducted | SERENA | 1941.55 | EUR
523683 | SR L 43 L AC 2P |  | 705 Fan coils (all types) | 70502 Fan coils Ducted | SERENA | 2306.17 | EUR
523684 | SR L 53 L AC 2P |  | 705 Fan coils (all types) | 70502 Fan coils Ducted | SERENA | 2566.76 | EUR
523685 | SR L 66 L AC 2P |  | 705 Fan coils (all types) | 70502 Fan coils Ducted | SERENA | 4466.08 | EUR
523686 | SR L 76 L AC 2P |  | 705 Fan coils (all types) | 70502 Fan coils Ducted | SERENA | 5127.34 | EUR
523687 | SR L 14 L AC 2P |  | 705 Fan coils (all types) | 70502 Fan coils Ducted | SERENA | 1633.58 | EUR
523688 | SR L 24 L AC 2P |  | 705 Fan coils (all types) | 70502 Fan coils Ducted | SERENA | 1789.11 | EUR
523689 | SR L 34 L AC 2P |  | 705 Fan coils (all types) | 70502 Fan coils Ducted | SERENA | 2070.3 | EUR
523690 | SR L 44 L AC 2P |  | 705 Fan coils (all types) | 70502 Fan coils Ducted | SERENA | 2460.67 | EUR
523691 | SR L 54 L AC 2P |  | 705 Fan coils (all types) | 70502 Fan coils Ducted | SERENA | 2728.47 | EUR
523692 | SR L 64 L AC 2P |  | 705 Fan coils (all types) | 70502 Fan coils Ducted | SERENA | 4062.32 | EUR
523693 | SR L 74 L AC 2P |  | 705 Fan coils (all types) | 70502 Fan coils Ducted | SERENA | 4635 | EUR
523694 | SR L 13 L AC 4P |  | 705 Fan coils (all types) | 70502 Fan coils Ducted | SERENA | 1792.2 | EUR
523695 | SR L 23 L AC 4P |  | 705 Fan coils (all types) | 70502 Fan coils Ducted | SERENA | 1890.05 | EUR
523696 | SR L 33 L AC 4P |  | 705 Fan coils (all types) | 70502 Fan coils Ducted | SERENA | 2167.12 | EUR
523697 | SR L 43 L AC 4P |  | 705 Fan coils (all types) | 70502 Fan coils Ducted | SERENA | 2582.21 | EUR
523698 | SR L 53 L AC 4P |  | 705 Fan coils (all types) | 70502 Fan coils Ducted | SERENA | 2901.51 | EUR
523699 | SR L 14 L AC 4P |  | 705 Fan coils (all types) | 70502 Fan coils Ducted | SERENA | 1866.36 | EUR
523700 | SR L 24 L AC 4P |  | 705 Fan coils (all types) | 70502 Fan coils Ducted | SERENA | 1986.87 | EUR
523701 | SR L 34 L AC 4P |  | 705 Fan coils (all types) | 70502 Fan coils Ducted | SERENA | 2295.87 | EUR
523702 | SR L 44 L AC 4P |  | 705 Fan coils (all types) | 70502 Fan coils Ducted | SERENA | 2739.8 | EUR
523703 | SR L 54 L AC 4P |  | 705 Fan coils (all types) | 70502 Fan coils Ducted | SERENA | 3066.31 | EUR
523704 | SR L 13 L AC 4PH |  | 705 Fan coils (all types) | 70502 Fan coils Ducted | SERENA | 1871.51 | EUR
523705 | SR L 23 L AC 4PH |  | 705 Fan coils (all types) | 70502 Fan coils Ducted | SERENA | 1990.99 | EUR
523706 | SR L 33 L AC 4PH |  | 705 Fan coils (all types) | 70502 Fan coils Ducted | SERENA | 2295.87 | EUR
523707 | SR L 43 L AC 4PH |  | 705 Fan coils (all types) | 70502 Fan coils Ducted | SERENA | 2739.8 | EUR
523708 | SR L 53 L AC 4PH |  | 705 Fan coils (all types) | 70502 Fan coils Ducted | SERENA | 3097.21 | EUR
523709 | SR L 66 L AC 4PH |  | 705 Fan coils (all types) | 70502 Fan coils Ducted | SERENA | 5276.69 | EUR
523710 | SR L 76 L AC 4PH |  | 705 Fan coils (all types) | 70502 Fan coils Ducted | SERENA | 6080.09 | EUR
523711 | SR L 14 L AC 4PH |  | 705 Fan coils (all types) | 70502 Fan coils Ducted | SERENA | 1944.64 | EUR
523712 | SR L 24 L AC 4PH |  | 705 Fan coils (all types) | 70502 Fan coils Ducted | SERENA | 2091.93 | EUR
523713 | SR L 34 L AC 4PH |  | 705 Fan coils (all types) | 70502 Fan coils Ducted | SERENA | 2425.65 | EUR
523714 | SR L 44 L AC 4PH |  | 705 Fan coils (all types) | 70502 Fan coils Ducted | SERENA | 2898.42 | EUR
523715 | SR L 54 L AC 4PH |  | 705 Fan coils (all types) | 70502 Fan coils Ducted | SERENA | 3259.95 | EUR
523716 | SR L 64 L AC 4PH |  | 705 Fan coils (all types) | 70502 Fan coils Ducted | SERENA | 4869.84 | EUR
523717 | SR L 74 L AC 4PH |  | 705 Fan coils (all types) | 70502 Fan coils Ducted | SERENA | 5580.54 | EUR
523718 | SR L 13 L EC 2P |  | 705 Fan coils (all types) | 70502 Fan coils Ducted | SERENA | 1895.2 | EUR
523719 | SR L 23 L EC 2P |  | 705 Fan coils (all types) | 70502 Fan coils Ducted | SERENA | 2234.07 | EUR
523720 | SR L 33 L EC 2P |  | 705 Fan coils (all types) | 70502 Fan coils Ducted | SERENA | 2415.35 | EUR
523721 | SR L 43 L EC 2P |  | 705 Fan coils (all types) | 70502 Fan coils Ducted | SERENA | 2727.44 | EUR
523722 | SR L 53 L EC 2P |  | 705 Fan coils (all types) | 70502 Fan coils Ducted | SERENA | 3093.09 | EUR
523723 | SR L 14 L EC 2P |  | 705 Fan coils (all types) | 70502 Fan coils Ducted | SERENA | 1918.89 | EUR
523724 | SR L 24 L EC 2P |  | 705 Fan coils (all types) | 70502 Fan coils Ducted | SERENA | 2326.77 | EUR
523725 | SR L 34 L EC 2P |  | 705 Fan coils (all types) | 70502 Fan coils Ducted | SERENA | 2544.1 | EUR
523726 | SR L 44 L EC 2P |  | 705 Fan coils (all types) | 70502 Fan coils Ducted | SERENA | 2884 | EUR
523727 | SR L 54 L EC 2P |  | 705 Fan coils (all types) | 70502 Fan coils Ducted | SERENA | 3253.77 | EUR
523728 | SR L 64 L EC 2P |  | 705 Fan coils (all types) | 70502 Fan coils Ducted | SERENA | 4338.36 | EUR
523729 | SR L 66 L EC 2P |  | 705 Fan coils (all types) | 70502 Fan coils Ducted | SERENA | 4970.78 | EUR
523730 | SR L 13 L EC 4P |  | 705 Fan coils (all types) | 70502 Fan coils Ducted | SERENA | 2075.45 | EUR
523731 | SR L 23 L EC 4P |  | 705 Fan coils (all types) | 70502 Fan coils Ducted | SERENA | 2428.74 | EUR
523732 | SR L 33 L EC 4P |  | 705 Fan coils (all types) | 70502 Fan coils Ducted | SERENA | 2645.04 | EUR
523733 | SR L 43 L EC 4P |  | 705 Fan coils (all types) | 70502 Fan coils Ducted | SERENA | 3004.51 | EUR
523734 | SR L 53 L EC 4P |  | 705 Fan coils (all types) | 70502 Fan coils Ducted | SERENA | 3419.6 | EUR
523735 | SR L 14 L EC 4P |  | 705 Fan coils (all types) | 70502 Fan coils Ducted | SERENA | 2150.64 | EUR
523736 | SR L 24 L EC 4P |  | 705 Fan coils (all types) | 70502 Fan coils Ducted | SERENA | 2526.59 | EUR
523737 | SR L 34 L EC 4P |  | 705 Fan coils (all types) | 70502 Fan coils Ducted | SERENA | 2769.67 | EUR
523738 | SR L 44 L EC 4P |  | 705 Fan coils (all types) | 70502 Fan coils Ducted | SERENA | 3163.13 | EUR
523739 | SR L 54 L EC 4P |  | 705 Fan coils (all types) | 70502 Fan coils Ducted | SERENA | 3580.28 | EUR
523740 | SR L 13 L EC 4PH |  | 705 Fan coils (all types) | 70502 Fan coils Ducted | SERENA | 2158.88 | EUR
523741 | SR L 23 L EC 4PH |  | 705 Fan coils (all types) | 70502 Fan coils Ducted | SERENA | 2530.71 | EUR
523742 | SR L 33 L EC 4PH |  | 705 Fan coils (all types) | 70502 Fan coils Ducted | SERENA | 2769.67 | EUR
523743 | SR L 43 L EC 4PH |  | 705 Fan coils (all types) | 70502 Fan coils Ducted | SERENA | 3163.13 | EUR
523744 | SR L 53 L EC 4PH |  | 705 Fan coils (all types) | 70502 Fan coils Ducted | SERENA | 3611.18 | EUR
523745 | SR L 14 L EC 4PH |  | 705 Fan coils (all types) | 70502 Fan coils Ducted | SERENA | 2225.83 | EUR
523746 | SR L 24 L EC 4PH |  | 705 Fan coils (all types) | 70502 Fan coils Ducted | SERENA | 2633.71 | EUR
523747 | SR L 34 L EC 4PH |  | 705 Fan coils (all types) | 70502 Fan coils Ducted | SERENA | 2900.48 | EUR
523748 | SR L 44 L EC 4PH |  | 705 Fan coils (all types) | 70502 Fan coils Ducted | SERENA | 3318.66 | EUR
523749 | SR L 54 L EC 4PH |  | 705 Fan coils (all types) | 70502 Fan coils Ducted | SERENA | 3766.71 | EUR
523750 | SR L 64 L EC 4PH |  | 705 Fan coils (all types) | 70502 Fan coils Ducted | SERENA | 5022.28 | EUR
523751 | SR L 66 L EC 4PH |  | 705 Fan coils (all types) | 70502 Fan coils Ducted | SERENA | 5659.85 | EUR
523752 | SR L 13 R AC 2P |  | 705 Fan coils (all types) | 70502 Fan coils Ducted | SERENA | 1611.95 | EUR
523753 | SR L 23 R AC 2P |  | 705 Fan coils (all types) | 70502 Fan coils Ducted | SERENA | 1691.26 | EUR
523754 | SR L 33 R AC 2P |  | 705 Fan coils (all types) | 70502 Fan coils Ducted | SERENA | 1941.55 | EUR
523755 | SR L 43 R AC 2P |  | 705 Fan coils (all types) | 70502 Fan coils Ducted | SERENA | 2306.17 | EUR
523756 | SR L 53 R AC 2P |  | 705 Fan coils (all types) | 70502 Fan coils Ducted | SERENA | 2566.76 | EUR
523757 | SR L 66 R AC 2P |  | 705 Fan coils (all types) | 70502 Fan coils Ducted | SERENA | 4466.08 | EUR
523758 | SR L 76 R AC 2P |  | 705 Fan coils (all types) | 70502 Fan coils Ducted | SERENA | 5127.34 | EUR
523759 | SR L 14 R AC 2P |  | 705 Fan coils (all types) | 70502 Fan coils Ducted | SERENA | 1633.58 | EUR
523760 | SR L 24 R AC 2P |  | 705 Fan coils (all types) | 70502 Fan coils Ducted | SERENA | 1789.11 | EUR
523761 | SR L 34 R AC 2P |  | 705 Fan coils (all types) | 70502 Fan coils Ducted | SERENA | 2070.3 | EUR
523762 | SR L 44 R AC 2P |  | 705 Fan coils (all types) | 70502 Fan coils Ducted | SERENA | 2460.67 | EUR
523763 | SR L 54 R AC 2P |  | 705 Fan coils (all types) | 70502 Fan coils Ducted | SERENA | 2728.47 | EUR
523764 | SR L 64 R AC 2P |  | 705 Fan coils (all types) | 70502 Fan coils Ducted | SERENA | 4062.32 | EUR
523765 | SR L 74 R AC 2P |  | 705 Fan coils (all types) | 70502 Fan coils Ducted | SERENA | 4635 | EUR
523766 | SR L 13 R AC 4P |  | 705 Fan coils (all types) | 70502 Fan coils Ducted | SERENA | 1792.2 | EUR
523767 | SR L 23 R AC 4P |  | 705 Fan coils (all types) | 70502 Fan coils Ducted | SERENA | 1890.05 | EUR
523768 | SR L 33 R AC 4P |  | 705 Fan coils (all types) | 70502 Fan coils Ducted | SERENA | 2167.12 | EUR
523769 | SR L 43 R AC 4P |  | 705 Fan coils (all types) | 70502 Fan coils Ducted | SERENA | 2582.21 | EUR
523770 | SR L 53 R AC 4P |  | 705 Fan coils (all types) | 70502 Fan coils Ducted | SERENA | 2901.51 | EUR
523771 | SR L 14 R AC 4P |  | 705 Fan coils (all types) | 70502 Fan coils Ducted | SERENA | 1866.36 | EUR
523772 | SR L 24 R AC 4P |  | 705 Fan coils (all types) | 70502 Fan coils Ducted | SERENA | 1986.87 | EUR
523773 | SR L 34 R AC 4P |  | 705 Fan coils (all types) | 70502 Fan coils Ducted | SERENA | 2295.87 | EUR
523774 | SR L 44 R AC 4P |  | 705 Fan coils (all types) | 70502 Fan coils Ducted | SERENA | 2739.8 | EUR
523775 | SR L 54 R AC 4P |  | 705 Fan coils (all types) | 70502 Fan coils Ducted | SERENA | 3066.31 | EUR
523776 | SR L 13 R AC 4PH |  | 705 Fan coils (all types) | 70502 Fan coils Ducted | SERENA | 1871.51 | EUR
523777 | SR L 23 R AC 4PH |  | 705 Fan coils (all types) | 70502 Fan coils Ducted | SERENA | 1990.99 | EUR
523778 | SR L 33 R AC 4PH |  | 705 Fan coils (all types) | 70502 Fan coils Ducted | SERENA | 2295.87 | EUR
523779 | SR L 43 R AC 4PH |  | 705 Fan coils (all types) | 70502 Fan coils Ducted | SERENA | 2739.8 | EUR
523780 | SR L 53 R AC 4PH |  | 705 Fan coils (all types) | 70502 Fan coils Ducted | SERENA | 3097.21 | EUR
523781 | SR L 66 R AC 4PH |  | 705 Fan coils (all types) | 70502 Fan coils Ducted | SERENA | 5276.69 | EUR
523782 | SR L 76 R AC 4PH |  | 705 Fan coils (all types) | 70502 Fan coils Ducted | SERENA | 6080.09 | EUR
523783 | SR L 14 R AC 4PH |  | 705 Fan coils (all types) | 70502 Fan coils Ducted | SERENA | 1944.64 | EUR
523784 | SR L 24 R AC 4PH |  | 705 Fan coils (all types) | 70502 Fan coils Ducted | SERENA | 2091.93 | EUR
523785 | SR L 34 R AC 4PH |  | 705 Fan coils (all types) | 70502 Fan coils Ducted | SERENA | 2425.65 | EUR
523786 | SR L 44 R AC 4PH |  | 705 Fan coils (all types) | 70502 Fan coils Ducted | SERENA | 2898.42 | EUR
523787 | SR L 54 R AC 4PH |  | 705 Fan coils (all types) | 70502 Fan coils Ducted | SERENA | 3259.95 | EUR
523788 | SR L 64 R AC 4PH |  | 705 Fan coils (all types) | 70502 Fan coils Ducted | SERENA | 4869.84 | EUR
523789 | SR L 74 R AC 4PH |  | 705 Fan coils (all types) | 70502 Fan coils Ducted | SERENA | 5580.54 | EUR
523790 | SR L 13 R EC 2P |  | 705 Fan coils (all types) | 70502 Fan coils Ducted | SERENA | 1895.2 | EUR
523791 | SR L 23 R EC 2P |  | 705 Fan coils (all types) | 70502 Fan coils Ducted | SERENA | 2234.07 | EUR
523792 | SR L 33 R EC 2P |  | 705 Fan coils (all types) | 70502 Fan coils Ducted | SERENA | 2415.35 | EUR
523793 | SR L 43 R EC 2P |  | 705 Fan coils (all types) | 70502 Fan coils Ducted | SERENA | 2727.44 | EUR
523794 | SR L 53 R EC 2P |  | 705 Fan coils (all types) | 70502 Fan coils Ducted | SERENA | 3093.09 | EUR
523795 | SR L 14 R EC 2P |  | 705 Fan coils (all types) | 70502 Fan coils Ducted | SERENA | 1918.89 | EUR
523796 | SR L 24 R EC 2P |  | 705 Fan coils (all types) | 70502 Fan coils Ducted | SERENA | 2326.77 | EUR
523797 | SR L 34 R EC 2P |  | 705 Fan coils (all types) | 70502 Fan coils Ducted | SERENA | 2544.1 | EUR
523798 | SR L 44 R EC 2P |  | 705 Fan coils (all types) | 70502 Fan coils Ducted | SERENA | 2884 | EUR
523799 | SR L 54 R EC 2P |  | 705 Fan coils (all types) | 70502 Fan coils Ducted | SERENA | 3253.77 | EUR
523800 | SR L 64 R EC 2P |  | 705 Fan coils (all types) | 70502 Fan coils Ducted | SERENA | 4338.36 | EUR
523801 | SR L 66 R EC 2P |  | 705 Fan coils (all types) | 70502 Fan coils Ducted | SERENA | 4970.78 | EUR
523802 | SR L 13 R EC 4P |  | 705 Fan coils (all types) | 70502 Fan coils Ducted | SERENA | 2075.45 | EUR
523803 | SR L 23 R EC 4P |  | 705 Fan coils (all types) | 70502 Fan coils Ducted | SERENA | 2428.74 | EUR
523804 | SR L 33 R EC 4P |  | 705 Fan coils (all types) | 70502 Fan coils Ducted | SERENA | 2645.04 | EUR
523805 | SR L 43 R EC 4P |  | 705 Fan coils (all types) | 70502 Fan coils Ducted | SERENA | 3004.51 | EUR
523806 | SR L 53 R EC 4P |  | 705 Fan coils (all types) | 70502 Fan coils Ducted | SERENA | 3419.6 | EUR
523807 | SR L 14 R EC 4P |  | 705 Fan coils (all types) | 70502 Fan coils Ducted | SERENA | 2150.64 | EUR
523808 | SR L 24 R EC 4P |  | 705 Fan coils (all types) | 70502 Fan coils Ducted | SERENA | 2526.59 | EUR
523809 | SR L 34 R EC 4P |  | 705 Fan coils (all types) | 70502 Fan coils Ducted | SERENA | 2769.67 | EUR
523810 | SR L 44 R EC 4P |  | 705 Fan coils (all types) | 70502 Fan coils Ducted | SERENA | 3163.13 | EUR
523811 | SR L 54 R EC 4P |  | 705 Fan coils (all types) | 70502 Fan coils Ducted | SERENA | 3580.28 | EUR
523812 | SR L 13 R EC 4PH |  | 705 Fan coils (all types) | 70502 Fan coils Ducted | SERENA | 2158.88 | EUR
523813 | SR L 23 R EC 4PH |  | 705 Fan coils (all types) | 70502 Fan coils Ducted | SERENA | 2530.71 | EUR
523814 | SR L 33 R EC 4PH |  | 705 Fan coils (all types) | 70502 Fan coils Ducted | SERENA | 2769.67 | EUR
523815 | SR L 43 R EC 4PH |  | 705 Fan coils (all types) | 70502 Fan coils Ducted | SERENA | 3163.13 | EUR
523816 | SR L 53 R EC 4PH |  | 705 Fan coils (all types) | 70502 Fan coils Ducted | SERENA | 3611.18 | EUR
523817 | SR L 14 R EC 4PH |  | 705 Fan coils (all types) | 70502 Fan coils Ducted | SERENA | 2225.83 | EUR
523818 | SR L 24 R EC 4PH |  | 705 Fan coils (all types) | 70502 Fan coils Ducted | SERENA | 2633.71 | EUR
523819 | SR L 34 R EC 4PH |  | 705 Fan coils (all types) | 70502 Fan coils Ducted | SERENA | 2900.48 | EUR
523820 | SR L 44 R EC 4PH |  | 705 Fan coils (all types) | 70502 Fan coils Ducted | SERENA | 3318.66 | EUR
523821 | SR L 54 R EC 4PH |  | 705 Fan coils (all types) | 70502 Fan coils Ducted | SERENA | 3766.71 | EUR
523822 | SR L 64 R EC 4PH |  | 705 Fan coils (all types) | 70502 Fan coils Ducted | SERENA | 5022.28 | EUR
523823 | SR L 66 R EC 4PH |  | 705 Fan coils (all types) | 70502 Fan coils Ducted | SERENA | 5659.85 | EUR
523957 | SR M 13 L AC 2P |  | 705 Fan coils (all types) | 70502 Fan coils Ducted | SERENA | 560.32 | EUR
523958 | SR M 23 L AC 2P |  | 705 Fan coils (all types) | 70502 Fan coils Ducted | SERENA | 662.29 | EUR
523959 | SR M 33 L AC 2P |  | 705 Fan coils (all types) | 70502 Fan coils Ducted | SERENA | 761.17 | EUR
523960 | SR M 43 L AC 2P |  | 705 Fan coils (all types) | 70502 Fan coils Ducted | SERENA | 814.73 | EUR
523963 | SR M 53 L AC 2P |  | 705 Fan coils (all types) | 70502 Fan coils Ducted | SERENA | 1056.78 | EUR
523964 | SR M 63 L AC 2P |  | 705 Fan coils (all types) | 70502 Fan coils Ducted | SERENA | 1399.77 | EUR
523965 | SR M 73 L AC 2P |  | 705 Fan coils (all types) | 70502 Fan coils Ducted | SERENA | 1450.24 | EUR
523966 | SR M 14 L AC 2P |  | 705 Fan coils (all types) | 70502 Fan coils Ducted | SERENA | 596.37 | EUR
523967 | SR M 24 L AC 2P |  | 705 Fan coils (all types) | 70502 Fan coils Ducted | SERENA | 689.07 | EUR
523968 | SR M 34 L AC 2P |  | 705 Fan coils (all types) | 70502 Fan coils Ducted | SERENA | 791.04 | EUR
523969 | SR M 44 L AC 2P |  | 705 Fan coils (all types) | 70502 Fan coils Ducted | SERENA | 876.53 | EUR
523970 | SR M 54 L AC 2P |  | 705 Fan coils (all types) | 70502 Fan coils Ducted | SERENA | 1112.4 | EUR
523971 | SR M 64 L AC 2P |  | 705 Fan coils (all types) | 70502 Fan coils Ducted | SERENA | 1487.32 | EUR
523972 | SR M 74 L AC 2P |  | 705 Fan coils (all types) | 70502 Fan coils Ducted | SERENA | 1542.94 | EUR
523973 | SR M 13 L AC 4P |  | 705 Fan coils (all types) | 70502 Fan coils Ducted | SERENA | 616.97 | EUR
523974 | SR M 23 L AC 4P |  | 705 Fan coils (all types) | 70502 Fan coils Ducted | SERENA | 736.45 | EUR
523975 | SR M 33 L AC 4P |  | 705 Fan coils (all types) | 70502 Fan coils Ducted | SERENA | 841.51 | EUR
523976 | SR M 43 L AC 4P |  | 705 Fan coils (all types) | 70502 Fan coils Ducted | SERENA | 918.76 | EUR
523977 | SR M 53 L AC 4P |  | 705 Fan coils (all types) | 70502 Fan coils Ducted | SERENA | 1131.97 | EUR
523978 | SR M 63 L AC 4P |  | 705 Fan coils (all types) | 70502 Fan coils Ducted | SERENA | 1499.68 | EUR
523979 | SR M 73 L AC 4P |  | 705 Fan coils (all types) | 70502 Fan coils Ducted | SERENA | 1552.21 | EUR
523980 | SR M 14 L AC 4P |  | 705 Fan coils (all types) | 70502 Fan coils Ducted | SERENA | 655.08 | EUR
523981 | SR M 24 L AC 4P |  | 705 Fan coils (all types) | 70502 Fan coils Ducted | SERENA | 763.23 | EUR
523982 | SR M 34 L AC 4P |  | 705 Fan coils (all types) | 70502 Fan coils Ducted | SERENA | 876.53 | EUR
523983 | SR M 44 L AC 4P |  | 705 Fan coils (all types) | 70502 Fan coils Ducted | SERENA | 978.5 | EUR
523984 | SR M 54 L AC 4P |  | 705 Fan coils (all types) | 70502 Fan coils Ducted | SERENA | 1187.59 | EUR
523985 | SR M 64 L AC 4P |  | 705 Fan coils (all types) | 70502 Fan coils Ducted | SERENA | 1584.14 | EUR
523986 | SR M 74 L AC 4P |  | 705 Fan coils (all types) | 70502 Fan coils Ducted | SERENA | 1641.82 | EUR
523987 | SR M 13 L AC 4PH |  | 705 Fan coils (all types) | 70502 Fan coils Ducted | SERENA | 662.29 | EUR
523988 | SR M 23 L AC 4PH |  | 705 Fan coils (all types) | 70502 Fan coils Ducted | SERENA | 784.86 | EUR
523989 | SR M 33 L AC 4PH |  | 705 Fan coils (all types) | 70502 Fan coils Ducted | SERENA | 898.16 | EUR
523990 | SR M 43 L AC 4PH |  | 705 Fan coils (all types) | 70502 Fan coils Ducted | SERENA | 953.78 | EUR
524007 | SR M 03 L EC 2P |  | 705 Fan coils (all types) | 70502 Fan coils Ducted | SERENA | 690.1 | EUR
524008 | SR M 13 L EC 2P |  | 705 Fan coils (all types) | 70502 Fan coils Ducted | SERENA | 774.56 | EUR
524009 | SR M 23 L EC 2P |  | 705 Fan coils (all types) | 70502 Fan coils Ducted | SERENA | 883.74 | EUR
524010 | SR M 43 L EC 2P |  | 705 Fan coils (all types) | 70502 Fan coils Ducted | SERENA | 1018.67 | EUR
524012 | SR M 73 L EC 2P |  | 705 Fan coils (all types) | 70502 Fan coils Ducted | SERENA | 1782.93 | EUR
524013 | SR M 04 L EC 2P |  | 705 Fan coils (all types) | 70502 Fan coils Ducted | SERENA | 722.03 | EUR
524014 | SR M 14 L EC 2P |  | 705 Fan coils (all types) | 70502 Fan coils Ducted | SERENA | 811.64 | EUR
524015 | SR M 24 L EC 2P |  | 705 Fan coils (all types) | 70502 Fan coils Ducted | SERENA | 909.49 | EUR
524016 | SR M 44 L EC 2P |  | 705 Fan coils (all types) | 70502 Fan coils Ducted | SERENA | 1079.44 | EUR
524017 | SR M 74 L EC 2P |  | 705 Fan coils (all types) | 70502 Fan coils Ducted | SERENA | 1872.54 | EUR
524018 | SR M 03 L EC 4P |  | 705 Fan coils (all types) | 70502 Fan coils Ducted | SERENA | 740.57 | EUR
524019 | SR M 13 L EC 4P |  | 705 Fan coils (all types) | 70502 Fan coils Ducted | SERENA | 832.24 | EUR
524020 | SR M 23 L EC 4P |  | 705 Fan coils (all types) | 70502 Fan coils Ducted | SERENA | 956.87 | EUR
524021 | SR M 43 L EC 4P |  | 705 Fan coils (all types) | 70502 Fan coils Ducted | SERENA | 1121.67 | EUR
524022 | SR M 73 L EC 4P |  | 705 Fan coils (all types) | 70502 Fan coils Ducted | SERENA | 1883.87 | EUR
524023 | SR M 04 L EC 4P |  | 705 Fan coils (all types) | 70502 Fan coils Ducted | SERENA | 772.5 | EUR
524024 | SR M 14 L EC 4P |  | 705 Fan coils (all types) | 70502 Fan coils Ducted | SERENA | 868.29 | EUR
524025 | SR M 24 L EC 4P |  | 705 Fan coils (all types) | 70502 Fan coils Ducted | SERENA | 982.62 | EUR
524026 | SR M 44 L EC 4P |  | 705 Fan coils (all types) | 70502 Fan coils Ducted | SERENA | 1181.41 | EUR
524027 | SR M 74 L EC 4P |  | 705 Fan coils (all types) | 70502 Fan coils Ducted | SERENA | 1970.39 | EUR
524028 | SR M 03 L EC 4PH |  | 705 Fan coils (all types) | 70502 Fan coils Ducted | SERENA | 791.04 | EUR
524030 | SR M 13 L EC 4PH |  | 705 Fan coils (all types) | 70502 Fan coils Ducted | SERENA | 878.59 | EUR
524032 | SR M 23 L EC 4PH |  | 705 Fan coils (all types) | 70502 Fan coils Ducted | SERENA | 1006.31 | EUR
524033 | SR M 43 L EC 4PH |  | 705 Fan coils (all types) | 70502 Fan coils Ducted | SERENA | 1157.72 | EUR
524034 | SR M 13 R AC 2P |  | 705 Fan coils (all types) | 70502 Fan coils Ducted | SERENA | 560.32 | EUR
524035 | SR M 23 R AC 2P |  | 705 Fan coils (all types) | 70502 Fan coils Ducted | SERENA | 662.29 | EUR
524036 | SR M 33 R AC 2P |  | 705 Fan coils (all types) | 70502 Fan coils Ducted | SERENA | 761.17 | EUR
524037 | SR M 43 R AC 2P |  | 705 Fan coils (all types) | 70502 Fan coils Ducted | SERENA | 814.73 | EUR
524038 | SR M 53 R AC 2P |  | 705 Fan coils (all types) | 70502 Fan coils Ducted | SERENA | 1056.78 | EUR
524039 | SR M 63 R AC 2P |  | 705 Fan coils (all types) | 70502 Fan coils Ducted | SERENA | 1399.77 | EUR
524040 | SR M 73 R AC 2P |  | 705 Fan coils (all types) | 70502 Fan coils Ducted | SERENA | 1450.24 | EUR
524042 | SR M 14 R AC 2P |  | 705 Fan coils (all types) | 70502 Fan coils Ducted | SERENA | 596.37 | EUR
524043 | SR M 24 R AC 2P |  | 705 Fan coils (all types) | 70502 Fan coils Ducted | SERENA | 689.07 | EUR
524044 | SR M 34 R AC 2P |  | 705 Fan coils (all types) | 70502 Fan coils Ducted | SERENA | 791.04 | EUR
524045 | SR M 44 R AC 2P |  | 705 Fan coils (all types) | 70502 Fan coils Ducted | SERENA | 876.53 | EUR
524046 | SR M 54 R AC 2P |  | 705 Fan coils (all types) | 70502 Fan coils Ducted | SERENA | 1112.4 | EUR
524047 | SR M 64 R AC 2P |  | 705 Fan coils (all types) | 70502 Fan coils Ducted | SERENA | 1487.32 | EUR
524048 | SR M 74 R AC 2P |  | 705 Fan coils (all types) | 70502 Fan coils Ducted | SERENA | 1542.94 | EUR
524049 | SR M 13 R AC 4P |  | 705 Fan coils (all types) | 70502 Fan coils Ducted | SERENA | 616.97 | EUR
524050 | SR M 23 R AC 4P |  | 705 Fan coils (all types) | 70502 Fan coils Ducted | SERENA | 736.45 | EUR
524051 | SR M 33 R AC 4P |  | 705 Fan coils (all types) | 70502 Fan coils Ducted | SERENA | 841.51 | EUR
524052 | SR M 43 R AC 4P |  | 705 Fan coils (all types) | 70502 Fan coils Ducted | SERENA | 918.76 | EUR
524053 | SR M 53 R AC 4P |  | 705 Fan coils (all types) | 70502 Fan coils Ducted | SERENA | 1131.97 | EUR
524054 | SR M 63 R AC 4P |  | 705 Fan coils (all types) | 70502 Fan coils Ducted | SERENA | 1499.68 | EUR
524055 | SR M 73 R AC 4P |  | 705 Fan coils (all types) | 70502 Fan coils Ducted | SERENA | 1552.21 | EUR
524056 | SR M 14 R AC 4P |  | 705 Fan coils (all types) | 70502 Fan coils Ducted | SERENA | 655.08 | EUR
524057 | SR M 24 R AC 4P |  | 705 Fan coils (all types) | 70502 Fan coils Ducted | SERENA | 763.23 | EUR
524058 | SR M 34 R AC 4P |  | 705 Fan coils (all types) | 70502 Fan coils Ducted | SERENA | 876.53 | EUR
524059 | SR M 44 R AC 4P |  | 705 Fan coils (all types) | 70502 Fan coils Ducted | SERENA | 978.5 | EUR
524060 | SR M 54 R AC 4P |  | 705 Fan coils (all types) | 70502 Fan coils Ducted | SERENA | 1187.59 | EUR
524061 | SR M 64 R AC 4P |  | 705 Fan coils (all types) | 70502 Fan coils Ducted | SERENA | 1584.14 | EUR
524062 | SR M 74 R AC 4P |  | 705 Fan coils (all types) | 70502 Fan coils Ducted | SERENA | 1641.82 | EUR
524063 | SR M 13 R AC 4PH |  | 705 Fan coils (all types) | 70502 Fan coils Ducted | SERENA | 662.29 | EUR
524064 | SR M 23 R AC 4PH |  | 705 Fan coils (all types) | 70502 Fan coils Ducted | SERENA | 784.86 | EUR
524065 | SR M 33 R AC 4PH |  | 705 Fan coils (all types) | 70502 Fan coils Ducted | SERENA | 898.16 | EUR
524066 | SR M 43 R AC 4PH |  | 705 Fan coils (all types) | 70502 Fan coils Ducted | SERENA | 953.78 | EUR
524067 | SR M 03 R EC 2P |  | 705 Fan coils (all types) | 70502 Fan coils Ducted | SERENA | 690.1 | EUR
524068 | SR M 13 R EC 2P |  | 705 Fan coils (all types) | 70502 Fan coils Ducted | SERENA | 774.56 | EUR
524069 | SR M 23 R EC 2P |  | 705 Fan coils (all types) | 70502 Fan coils Ducted | SERENA | 883.74 | EUR
524070 | SR M 43 R EC 2P |  | 705 Fan coils (all types) | 70502 Fan coils Ducted | SERENA | 1018.67 | EUR
524071 | SR M 73 R EC 2P |  | 705 Fan coils (all types) | 70502 Fan coils Ducted | SERENA | 1782.93 | EUR
524072 | SR M 04 R EC 2P |  | 705 Fan coils (all types) | 70502 Fan coils Ducted | SERENA | 722.03 | EUR
524073 | SR M 14 R EC 2P |  | 705 Fan coils (all types) | 70502 Fan coils Ducted | SERENA | 811.64 | EUR
524074 | SR M 24 R EC 2P |  | 705 Fan coils (all types) | 70502 Fan coils Ducted | SERENA | 909.49 | EUR
524075 | SR M 44 R EC 2P |  | 705 Fan coils (all types) | 70502 Fan coils Ducted | SERENA | 1079.44 | EUR
524076 | SR M 74 R EC 2P |  | 705 Fan coils (all types) | 70502 Fan coils Ducted | SERENA | 1872.54 | EUR
524077 | SR M 03 R EC 4P |  | 705 Fan coils (all types) | 70502 Fan coils Ducted | SERENA | 740.57 | EUR
524078 | SR M 13 R EC 4P |  | 705 Fan coils (all types) | 70502 Fan coils Ducted | SERENA | 832.24 | EUR
524079 | SR M 23 R EC 4P |  | 705 Fan coils (all types) | 70502 Fan coils Ducted | SERENA | 956.87 | EUR
524080 | SR M 43 R EC 4P |  | 705 Fan coils (all types) | 70502 Fan coils Ducted | SERENA | 1121.67 | EUR
524081 | SR M 73 R EC 4P |  | 705 Fan coils (all types) | 70502 Fan coils Ducted | SERENA | 1883.87 | EUR
524082 | SR M 04 R EC 4P |  | 705 Fan coils (all types) | 70502 Fan coils Ducted | SERENA | 772.5 | EUR
524083 | SR M 14 R EC 4P |  | 705 Fan coils (all types) | 70502 Fan coils Ducted | SERENA | 868.29 | EUR
524084 | SR M 24 R EC 4P |  | 705 Fan coils (all types) | 70502 Fan coils Ducted | SERENA | 982.62 | EUR
524085 | SR M 44 R EC 4P |  | 705 Fan coils (all types) | 70502 Fan coils Ducted | SERENA | 1181.41 | EUR
524086 | SR M 74 R EC 4P |  | 705 Fan coils (all types) | 70502 Fan coils Ducted | SERENA | 1970.39 | EUR
524087 | SR M 03 R EC 4PH |  | 705 Fan coils (all types) | 70502 Fan coils Ducted | SERENA | 791.04 | EUR
524088 | SR M 13 R EC 4PH |  | 705 Fan coils (all types) | 70502 Fan coils Ducted | SERENA | 878.59 | EUR
524089 | SR M 23 R EC 4PH |  | 705 Fan coils (all types) | 70502 Fan coils Ducted | SERENA | 1006.31 | EUR
524090 | SR M 43 R EC 4PH |  | 705 Fan coils (all types) | 70502 Fan coils Ducted | SERENA | 1157.72 | EUR
524826 | SR M 83 R EC 2P |  | 705 Fan coils (all types) | 70502 Fan coils Ducted | SERENA | 1887.99 | EUR
524827 | SR M 84 R EC 2P |  | 705 Fan coils (all types) | 70502 Fan coils Ducted | SERENA | 1983.78 | EUR
524828 | SR M 83 R EC 4P |  | 705 Fan coils (all types) | 70502 Fan coils Ducted | SERENA | 2000.26 | EUR
524829 | SR M 84 R EC 4P |  | 705 Fan coils (all types) | 70502 Fan coils Ducted | SERENA | 2098.11 | EUR
524830 | SR M 83 L EC 2P |  | 705 Fan coils (all types) | 70502 Fan coils Ducted | SERENA | 1887.99 | EUR
524831 | SR M 84 L EC 2P |  | 705 Fan coils (all types) | 70502 Fan coils Ducted | SERENA | 1983.78 | EUR
524832 | SR M 83 L EC 4P |  | 705 Fan coils (all types) | 70502 Fan coils Ducted | SERENA | 2000.26 | EUR
524833 | SR M 84 L EC 4P |  | 705 Fan coils (all types) | 70502 Fan coils Ducted | SERENA | 2098.11 | EUR
524834 | SR M 83-84 3 way valve |  | 705 Fan coils (all types) | 70502 Fan coils Ducted | SERENA | 393.46 | EUR
524835 | SR M 83-84 4P 3 way valve |  | 705 Fan coils (all types) | 70502 Fan coils Ducted | SERENA | 328.57 | EUR
524836 | SR M 83-84 3 way valve |  | 705 Fan coils (all types) | 70502 Fan coils Ducted | SERENA | 338.87 | EUR
524837 | SR M 83-84 4P 3 way valve |  | 705 Fan coils (all types) | 70502 Fan coils Ducted | SERENA | 285.31 | EUR
524838 | SR M 83-84 3 way valve basic |  | 705 Fan coils (all types) | 70502 Fan coils Ducted | SERENA | 242.05 | EUR
524839 | SR M 83-84 4P 3way valve basic |  | 705 Fan coils (all types) | 70502 Fan coils Ducted | SERENA | 180.25 | EUR
524840 | SR M 83-84 3 way valve basic |  | 705 Fan coils (all types) | 70502 Fan coils Ducted | SERENA | 209.09 | EUR
524841 | SR M 83-84 4P 3way valve basic |  | 705 Fan coils (all types) | 70502 Fan coils Ducted | SERENA | 155.53 | EUR
524842 | SR M 83-84 2 way valve |  | 705 Fan coils (all types) | 70502 Fan coils Ducted | SERENA | 187.46 | EUR
524843 | SR M 83-84 2 way valve |  | 705 Fan coils (all types) | 70502 Fan coils Ducted | SERENA | 177.16 | EUR
524844 | SR M 83-84 Air inlet grid |  | 705 Fan coils (all types) | 70502 Fan coils Ducted | SERENA | 273.98 | EUR
524845 | SR M 83-84 Straight inlet |  | 705 Fan coils (all types) | 70502 Fan coils Ducted | SERENA | 144.2 | EUR
524846 | SR M 83-84 Air inlet grid |  | 705 Fan coils (all types) | 70502 Fan coils Ducted | SERENA | 234.84 | EUR
524847 | SR M 83-84 Flange 90 |  | 705 Fan coils (all types) | 70502 Fan coils Ducted | SERENA | 151.41 | EUR
524848 | SR M 83-84 Spigot plenum |  | 705 Fan coils (all types) | 70502 Fan coils Ducted | SERENA | 266.77 | EUR
524849 | SR M 83-84 Lateral filter |  | 705 Fan coils (all types) | 70502 Fan coils Ducted | SERENA | 44.29 | EUR
524850 | SR M 83-84 Straight flange |  | 705 Fan coils (all types) | 70502 Fan coils Ducted | SERENA | 139.05 | EUR
524851 | SR M 83-84 Flange 94 |  | 705 Fan coils (all types) | 70502 Fan coils Ducted | SERENA | 187.46 | EUR
524852 | SR M 83-84 Air outlet grid |  | 705 Fan coils (all types) | 70502 Fan coils Ducted | SERENA | 330.63 | EUR
524853 | SR M 03-04 FLEXI outlet plenum |  | 705 Fan coils (all types) | 70502 Fan coils Ducted | SERENA | 80.34 | EUR
524854 | SR M 13-14 FLEXI outlet plenum |  | 705 Fan coils (all types) | 70502 Fan coils Ducted | SERENA | 122.57 | EUR
524855 | SR M 23-24 FLEXI outlet plenum |  | 705 Fan coils (all types) | 70502 Fan coils Ducted | SERENA | 145.23 | EUR
524856 | SR M 33-44 FLEXI outlet plenum |  | 705 Fan coils (all types) | 70502 Fan coils Ducted | SERENA | 161.71 | EUR
524857 | SR M 53-54 FLEXI outlet plenum |  | 705 Fan coils (all types) | 70502 Fan coils Ducted | SERENA | 186.43 | EUR
524858 | SR M 63-74 FLEXI outlet plenum |  | 705 Fan coils (all types) | 70502 Fan coils Ducted | SERENA | 218.36 | EUR
524859 | SR M 83-84 FLEXI outlet plenum |  | 705 Fan coils (all types) | 70502 Fan coils Ducted | SERENA | 249.26 | EUR
524860 | SR M 03-04 FLEXI inlet plenum |  | 705 Fan coils (all types) | 70502 Fan coils Ducted | SERENA | 79.31 | EUR
524861 | SR M 13-14 FLEXI inlet plenum |  | 705 Fan coils (all types) | 70502 Fan coils Ducted | SERENA | 122.57 | EUR
524862 | SR M 23-24 FLEXI inlet plenum |  | 705 Fan coils (all types) | 70502 Fan coils Ducted | SERENA | 139.05 | EUR
524863 | SR M 33-44 FLEXI inlet plenum |  | 705 Fan coils (all types) | 70502 Fan coils Ducted | SERENA | 153.47 | EUR
524864 | SR M 53-54 FLEXI inlet plenum |  | 705 Fan coils (all types) | 70502 Fan coils Ducted | SERENA | 180.25 | EUR
524865 | SR M 63-74 FLEXI inlet plenum |  | 705 Fan coils (all types) | 70502 Fan coils Ducted | SERENA | 210.12 | EUR
524866 | SR M 83-84 FLEXI inlet plenum |  | 705 Fan coils (all types) | 70502 Fan coils Ducted | SERENA | 239.99 | EUR
524867 | SR M 125 spigot FLEXI |  | 705 Fan coils (all types) | 70502 Fan coils Ducted | SERENA | 11.74 | EUR
524868 | SR M 160 spigot FLEXI |  | 705 Fan coils (all types) | 70502 Fan coils Ducted | SERENA | 15.04 | EUR
524869 | SR M 200 spigot FLEXI |  | 705 Fan coils (all types) | 70502 Fan coils Ducted | SERENA | 17.2 | EUR
573001 | SR M 83-84 Spigot diffuser |  | 705 Fan coils (all types) | 70502 Fan coils Ducted | SERENA | 266.77 | EUR
516350 | SR K 00 AC 2P |  | 705 Fan coils (all types) | 70503 Fan coils Cassette | SERENA | 915.67 | EUR
516352 | SR K 10 AC 2P |  | 705 Fan coils (all types) | 70503 Fan coils Cassette | SERENA | 1017.64 | EUR
516353 | SR K 20 AC 2P |  | 705 Fan coils (all types) | 70503 Fan coils Cassette | SERENA | 1118.58 | EUR
516354 | SR K 30 AC 2P |  | 705 Fan coils (all types) | 70503 Fan coils Cassette | SERENA | 1221.58 | EUR
516355 | SR K 40 AC 2P |  | 705 Fan coils (all types) | 70503 Fan coils Cassette | SERENA | 1531.61 | EUR
516356 | SR K 50 AC 2P |  | 705 Fan coils (all types) | 70503 Fan coils Cassette | SERENA | 1653.15 | EUR
516357 | SR K 60 AC 2P |  | 705 Fan coils (all types) | 70503 Fan coils Cassette | SERENA | 1784.99 | EUR
516358 | SR K 00 AC 4P |  | 705 Fan coils (all types) | 70503 Fan coils Cassette | SERENA | 1054.72 | EUR
516359 | SR K 10 AC 4P |  | 705 Fan coils (all types) | 70503 Fan coils Cassette | SERENA | 1160.81 | EUR
516360 | SR K 20 AC 4P |  | 705 Fan coils (all types) | 70503 Fan coils Cassette | SERENA | 1265.87 | EUR
516361 | SR K 20 AC 4PC |  | 705 Fan coils (all types) | 70503 Fan coils Cassette | SERENA | 1288.53 | EUR
516362 | SR K 30 AC 4P |  | 705 Fan coils (all types) | 70503 Fan coils Cassette | SERENA | 1372.99 | EUR
516363 | SR K 30 AC 4PC |  | 705 Fan coils (all types) | 70503 Fan coils Cassette | SERENA | 1395.65 | EUR
516364 | SR K 40 AC 4P |  | 705 Fan coils (all types) | 70503 Fan coils Cassette | SERENA | 1726.28 | EUR
516365 | SR K 50 AC 4P |  | 705 Fan coils (all types) | 70503 Fan coils Cassette | SERENA | 1831.34 | EUR
516366 | SR K 50 AC 4PC |  | 705 Fan coils (all types) | 70503 Fan coils Cassette | SERENA | 1852.97 | EUR
516367 | SR K 60 AC 4P |  | 705 Fan coils (all types) | 70503 Fan coils Cassette | SERENA | 1937.43 | EUR
516368 | SR K 60 AC 4PC |  | 705 Fan coils (all types) | 70503 Fan coils Cassette | SERENA | 1962.15 | EUR
516369 | SR K 00 AC 2P B |  | 705 Fan coils (all types) | 70503 Fan coils Cassette | SERENA | 1169.05 | EUR
516371 | SR K 20 AC 2P B |  | 705 Fan coils (all types) | 70503 Fan coils Cassette | SERENA | 1369.9 | EUR
516372 | SR K 30 AC 2P B |  | 705 Fan coils (all types) | 70503 Fan coils Cassette | SERENA | 1473.93 | EUR
516373 | SR K 40 AC 2P B |  | 705 Fan coils (all types) | 70503 Fan coils Cassette | SERENA | 1782.93 | EUR
516374 | SR K 50 AC 2P B |  | 705 Fan coils (all types) | 70503 Fan coils Cassette | SERENA | 1906.53 | EUR
516375 | SR K 60 AC 2P B |  | 705 Fan coils (all types) | 70503 Fan coils Cassette | SERENA | 2035.28 | EUR
516376 | SR K 00 AC 4P B |  | 705 Fan coils (all types) | 70503 Fan coils Cassette | SERENA | 1306.04 | EUR
516377 | SR K 10 AC 4P B |  | 705 Fan coils (all types) | 70503 Fan coils Cassette | SERENA | 1411.1 | EUR
516378 | SR K 20 AC 4P B |  | 705 Fan coils (all types) | 70503 Fan coils Cassette | SERENA | 1516.16 | EUR
516379 | SR K 20 AC 4PC B |  | 705 Fan coils (all types) | 70503 Fan coils Cassette | SERENA | 1540.88 | EUR
516380 | SR K 30 AC 4P B |  | 705 Fan coils (all types) | 70503 Fan coils Cassette | SERENA | 1624.31 | EUR
516381 | SR K 30 AC 4PC B |  | 705 Fan coils (all types) | 70503 Fan coils Cassette | SERENA | 1646.97 | EUR
516382 | SR K 40 AC 4P B |  | 705 Fan coils (all types) | 70503 Fan coils Cassette | SERENA | 1977.6 | EUR
516383 | SR K 50 AC 4P B |  | 705 Fan coils (all types) | 70503 Fan coils Cassette | SERENA | 2082.66 | EUR
516384 | SR K 50 AC 4PC B |  | 705 Fan coils (all types) | 70503 Fan coils Cassette | SERENA | 2106.35 | EUR
516385 | SR K 60 AC 4P B |  | 705 Fan coils (all types) | 70503 Fan coils Cassette | SERENA | 2187.72 | EUR
516386 | SR K 60 AC 4PC B |  | 705 Fan coils (all types) | 70503 Fan coils Cassette | SERENA | 2212.44 | EUR
516387 | SR K 10 AC 2P E |  | 705 Fan coils (all types) | 70503 Fan coils Cassette | SERENA | 1017.64 | EUR
516388 | SR K 20 AC 2P E |  | 705 Fan coils (all types) | 70503 Fan coils Cassette | SERENA | 1118.58 | EUR
516389 | SR K 30 AC 2P E |  | 705 Fan coils (all types) | 70503 Fan coils Cassette | SERENA | 1221.58 | EUR
516390 | SR K 40 AC 2P E |  | 705 Fan coils (all types) | 70503 Fan coils Cassette | SERENA | 1531.61 | EUR
516391 | SR K 50 AC 2P E |  | 705 Fan coils (all types) | 70503 Fan coils Cassette | SERENA | 1653.15 | EUR
516392 | SR K 60 AC 2P E |  | 705 Fan coils (all types) | 70503 Fan coils Cassette | SERENA | 1784.99 | EUR
516393 | SR K 10 AC 2P E B |  | 705 Fan coils (all types) | 70503 Fan coils Cassette | SERENA | 1604.74 | EUR
516394 | SR K 20 AC 2P E B |  | 705 Fan coils (all types) | 70503 Fan coils Cassette | SERENA | 1709.8 | EUR
516395 | SR K 30 AC 2P E B |  | 705 Fan coils (all types) | 70503 Fan coils Cassette | SERENA | 1818.98 | EUR
516396 | SR K 40 AC 2P E B |  | 705 Fan coils (all types) | 70503 Fan coils Cassette | SERENA | 2209.35 | EUR
516397 | SR K 50 AC 2P E B |  | 705 Fan coils (all types) | 70503 Fan coils Cassette | SERENA | 2336.04 | EUR
516398 | SR K 60 AC 2P E B |  | 705 Fan coils (all types) | 70503 Fan coils Cassette | SERENA | 2472 | EUR
516399 | SR K 10 EC 2P |  | 705 Fan coils (all types) | 70503 Fan coils Cassette | SERENA | 1186.56 | EUR
516400 | SR K 20 EC 2P |  | 705 Fan coils (all types) | 70503 Fan coils Cassette | SERENA | 1287.5 | EUR
516401 | SR K 30 EC 2P |  | 705 Fan coils (all types) | 70503 Fan coils Cassette | SERENA | 1394.62 | EUR
516402 | SR K 40 EC 2P |  | 705 Fan coils (all types) | 70503 Fan coils Cassette | SERENA | 1699.5 | EUR
516403 | SR K 50 EC 2P |  | 705 Fan coils (all types) | 70503 Fan coils Cassette | SERENA | 1826.19 | EUR
516404 | SR K 70 EC 2P |  | 705 Fan coils (all types) | 70503 Fan coils Cassette | SERENA | 2212.44 | EUR
516405 | SR K 80 EC 2P |  | 705 Fan coils (all types) | 70503 Fan coils Cassette | SERENA | 2287.63 | EUR
516406 | SR K 10 EC 4P |  | 705 Fan coils (all types) | 70503 Fan coils Cassette | SERENA | 1331.79 | EUR
516407 | SR K 20 EC 4PC |  | 705 Fan coils (all types) | 70503 Fan coils Cassette | SERENA | 1460.54 | EUR
516408 | SR K 30 EC 4PC |  | 705 Fan coils (all types) | 70503 Fan coils Cassette | SERENA | 1565.6 | EUR
516409 | SR K 40 EC 4P |  | 705 Fan coils (all types) | 70503 Fan coils Cassette | SERENA | 1896.23 | EUR
516410 | SR K 50 EC 4PC |  | 705 Fan coils (all types) | 70503 Fan coils Cassette | SERENA | 2027.04 | EUR
516411 | SR K 70 EC 4PC |  | 705 Fan coils (all types) | 70503 Fan coils Cassette | SERENA | 2375.18 | EUR
516412 | SR K 80 EC 4PC |  | 705 Fan coils (all types) | 70503 Fan coils Cassette | SERENA | 2456.55 | EUR
516413 | SR K 10 EC 2P B |  | 705 Fan coils (all types) | 70503 Fan coils Cassette | SERENA | 1439.94 | EUR
516414 | SR K 20 EC 2P B |  | 705 Fan coils (all types) | 70503 Fan coils Cassette | SERENA | 1540.88 | EUR
516415 | SR K 30 EC 2P B |  | 705 Fan coils (all types) | 70503 Fan coils Cassette | SERENA | 1645.94 | EUR
516416 | SR K 40 EC 2P B |  | 705 Fan coils (all types) | 70503 Fan coils Cassette | SERENA | 1952.88 | EUR
516417 | SR K 50 EC 2P B |  | 705 Fan coils (all types) | 70503 Fan coils Cassette | SERENA | 2076.48 | EUR
516418 | SR K 70 EC 2P B |  | 705 Fan coils (all types) | 70503 Fan coils Cassette | SERENA | 2463.76 | EUR
516419 | SR K 80 EC 2P B |  | 705 Fan coils (all types) | 70503 Fan coils Cassette | SERENA | 2541.01 | EUR
516420 | SR K 10 EC 4P B |  | 705 Fan coils (all types) | 70503 Fan coils Cassette | SERENA | 1581.05 | EUR
516421 | SR K 20 EC 4PC B |  | 705 Fan coils (all types) | 70503 Fan coils Cassette | SERENA | 1712.89 | EUR
516422 | SR K 30 EC 4PC B |  | 705 Fan coils (all types) | 70503 Fan coils Cassette | SERENA | 1818.98 | EUR
516423 | SR K 40 EC 4P B |  | 705 Fan coils (all types) | 70503 Fan coils Cassette | SERENA | 2145.49 | EUR
516424 | SR K 50 EC 4PC B |  | 705 Fan coils (all types) | 70503 Fan coils Cassette | SERENA | 2277.33 | EUR
516425 | SR K 70 EC 4PC B |  | 705 Fan coils (all types) | 70503 Fan coils Cassette | SERENA | 2626.5 | EUR
516426 | SR K 80 EC 4PC B |  | 705 Fan coils (all types) | 70503 Fan coils Cassette | SERENA | 2708.9 | EUR
516427 | SR K 10 EC 2P E |  | 705 Fan coils (all types) | 70503 Fan coils Cassette | SERENA | 1580.02 | EUR
516428 | SR K 20 EC 2P E |  | 705 Fan coils (all types) | 70503 Fan coils Cassette | SERENA | 1721.13 | EUR
516429 | SR K 30 EC 2P E |  | 705 Fan coils (all types) | 70503 Fan coils Cassette | SERENA | 1834.43 | EUR
516430 | SR K 40 EC 2P E |  | 705 Fan coils (all types) | 70503 Fan coils Cassette | SERENA | 2253.64 | EUR
516431 | SR K 50 EC 2P E |  | 705 Fan coils (all types) | 70503 Fan coils Cassette | SERENA | 2479.21 | EUR
516432 | SR K 70 EC 2P E |  | 705 Fan coils (all types) | 70503 Fan coils Cassette | SERENA | 2642.98 | EUR
516433 | SR K 80 EC 2P E |  | 705 Fan coils (all types) | 70503 Fan coils Cassette | SERENA | 2751.13 | EUR
516434 | SR K 10 EC 2P E B |  | 705 Fan coils (all types) | 70503 Fan coils Cassette | SERENA | 1760.27 | EUR
516435 | SR K 20 EC 2P E B |  | 705 Fan coils (all types) | 70503 Fan coils Cassette | SERENA | 1899.32 | EUR
516436 | SR K 30 EC 2P E B |  | 705 Fan coils (all types) | 70503 Fan coils Cassette | SERENA | 2027.04 | EUR
516437 | SR K 40 EC 2P E B |  | 705 Fan coils (all types) | 70503 Fan coils Cassette | SERENA | 2432.86 | EUR
516438 | SR K 50 EC 2P E B |  | 705 Fan coils (all types) | 70503 Fan coils Cassette | SERENA | 2658.43 | EUR
516439 | SR K 70 EC 2P E B |  | 705 Fan coils (all types) | 70503 Fan coils Cassette | SERENA | 2822.2 | EUR
516440 | SR K 80 EC 2P E B |  | 705 Fan coils (all types) | 70503 Fan coils Cassette | SERENA | 2928.29 | EUR
516682 | SR K 10 AC 2P B |  | 705 Fan coils (all types) | 70503 Fan coils Cassette | SERENA | 1267.93 | EUR
316494 | P-FW07IR - HaWair 7 IR SV |  | 705 Fan coils (all types) | 70504 Fan coils Wall mounted | H@WAIR | 782.8 | EUR
316495 | P-FW09IR - HaWair 9 IR SV |  | 705 Fan coils (all types) | 70504 Fan coils Wall mounted | H@WAIR | 847.69 | EUR
316497 | P-FW22IR - HaWair 22 IR SV |  | 705 Fan coils (all types) | 70504 Fan coils Wall mounted | H@WAIR | 1020.73 | EUR
316498 | P-FW09IR-3W - HaWair 9 IR AV |  | 705 Fan coils (all types) | 70504 Fan coils Wall mounted | H@WAIR | 1243.21 | EUR
316499 | P-FW22IR-3W - HaWair 22 IR AV |  | 705 Fan coils (all types) | 70504 Fan coils Wall mounted | H@WAIR | 1420.37 | EUR
316503 | P-FW07 - HaWair 7 TB SV |  | 705 Fan coils (all types) | 70504 Fan coils Wall mounted | H@WAIR | 684.95 | EUR
316504 | P-FW09 - HaWair 9 TB SV |  | 705 Fan coils (all types) | 70504 Fan coils Wall mounted | H@WAIR | 758.08 | EUR
316505 | P-FW18 - HaWair 18 TB SV |  | 705 Fan coils (all types) | 70504 Fan coils Wall mounted | H@WAIR | 851.81 | EUR
316506 | P-FW22 - HaWair 22 TB SV |  | 705 Fan coils (all types) | 70504 Fan coils Wall mounted | H@WAIR | 923.91 | EUR
524314 | SR W 20 L AC 2P |  | 705 Fan coils (all types) | 70504 Fan coils Wall mounted | SERENA | 768.38 | EUR
524315 | SR W 30 L AC 2P |  | 705 Fan coils (all types) | 70504 Fan coils Wall mounted | SERENA | 814.73 | EUR
524316 | SR W 40 L AC 2P |  | 705 Fan coils (all types) | 70504 Fan coils Wall mounted | SERENA | 855.93 | EUR
524317 | SR W 10 L AC 2P 2W |  | 705 Fan coils (all types) | 70504 Fan coils Wall mounted | SERENA | 868.29 | EUR
524318 | SR W 20 L AC 2P 2W |  | 705 Fan coils (all types) | 70504 Fan coils Wall mounted | SERENA | 904.34 | EUR
524319 | SR W 30 L AC 2P 2W |  | 705 Fan coils (all types) | 70504 Fan coils Wall mounted | SERENA | 953.78 | EUR
524320 | SR W 40 L AC 2P 2W |  | 705 Fan coils (all types) | 70504 Fan coils Wall mounted | SERENA | 993.95 | EUR
524321 | SR W 10 L AC 2P 3W |  | 705 Fan coils (all types) | 70504 Fan coils Wall mounted | SERENA | 879.62 | EUR
524322 | SR W 20 L AC 2P 3W |  | 705 Fan coils (all types) | 70504 Fan coils Wall mounted | SERENA | 915.67 | EUR
524323 | SR W 30 L AC 2P 3W |  | 705 Fan coils (all types) | 70504 Fan coils Wall mounted | SERENA | 974.38 | EUR
524324 | SR W 40 L AC 2P 3W |  | 705 Fan coils (all types) | 70504 Fan coils Wall mounted | SERENA | 1014.55 | EUR
524328 | SR W 10 L AC 2P IR |  | 705 Fan coils (all types) | 70504 Fan coils Wall mounted | SERENA | 853.87 | EUR
524329 | SR W 20 L AC 2P IR |  | 705 Fan coils (all types) | 70504 Fan coils Wall mounted | SERENA | 890.95 | EUR
524332 | SR W 10 L AC 2P IR 2W |  | 705 Fan coils (all types) | 70504 Fan coils Wall mounted | SERENA | 990.86 | EUR
524333 | SR W 20 L AC 2P IR 2W |  | 705 Fan coils (all types) | 70504 Fan coils Wall mounted | SERENA | 1027.94 | EUR
524334 | SR W 30 L AC 2P IR 2W |  | 705 Fan coils (all types) | 70504 Fan coils Wall mounted | SERENA | 1076.35 | EUR
524335 | SR W 40 L AC 2P IR 2W |  | 705 Fan coils (all types) | 70504 Fan coils Wall mounted | SERENA | 1117.55 | EUR
524336 | SR W 10 L AC 2P IR 3W |  | 705 Fan coils (all types) | 70504 Fan coils Wall mounted | SERENA | 1002.19 | EUR
524337 | SR W 20 L AC 2P IR 3W |  | 705 Fan coils (all types) | 70504 Fan coils Wall mounted | SERENA | 1038.24 | EUR
524338 | SR W 30 L AC 2P IR 3W |  | 705 Fan coils (all types) | 70504 Fan coils Wall mounted | SERENA | 1097.98 | EUR
524339 | SR W 40 L AC 2P IR 3W |  | 705 Fan coils (all types) | 70504 Fan coils Wall mounted | SERENA | 1139.18 | EUR
524340 | SR W 10 L AC 2P B |  | 705 Fan coils (all types) | 70504 Fan coils Wall mounted | SERENA | 942.45 | EUR
524341 | SR W 20 L AC 2P B |  | 705 Fan coils (all types) | 70504 Fan coils Wall mounted | SERENA | 978.5 | EUR
524342 | SR W 30 L AC 2P B |  | 705 Fan coils (all types) | 70504 Fan coils Wall mounted | SERENA | 1024.85 | EUR
524343 | SR W 40 L AC 2P B |  | 705 Fan coils (all types) | 70504 Fan coils Wall mounted | SERENA | 1065.02 | EUR
524344 | SR W 10 L AC 2P B 2W |  | 705 Fan coils (all types) | 70504 Fan coils Wall mounted | SERENA | 1079.44 | EUR
524345 | SR W 20 L AC 2P B 2W |  | 705 Fan coils (all types) | 70504 Fan coils Wall mounted | SERENA | 1113.43 | EUR
524346 | SR W 30 L AC 2P B 2W |  | 705 Fan coils (all types) | 70504 Fan coils Wall mounted | SERENA | 1163.9 | EUR
524347 | SR W 40 L AC 2P B 2W |  | 705 Fan coils (all types) | 70504 Fan coils Wall mounted | SERENA | 1205.1 | EUR
524348 | SR W 10 L AC 2P B 3W |  | 705 Fan coils (all types) | 70504 Fan coils Wall mounted | SERENA | 1089.74 | EUR
524349 | SR W 20 L AC 2P B 3W |  | 705 Fan coils (all types) | 70504 Fan coils Wall mounted | SERENA | 1124.76 | EUR
524350 | SR W 30 L AC 2P B 3W |  | 705 Fan coils (all types) | 70504 Fan coils Wall mounted | SERENA | 1184.5 | EUR
524351 | SR W 40 L AC 2P B 3W |  | 705 Fan coils (all types) | 70504 Fan coils Wall mounted | SERENA | 1225.7 | EUR
524352 | SR W 10 L AC 2P E |  | 705 Fan coils (all types) | 70504 Fan coils Wall mounted | SERENA | 971.29 | EUR
524353 | SR W 20 L AC 2P E |  | 705 Fan coils (all types) | 70504 Fan coils Wall mounted | SERENA | 1005.28 | EUR
524354 | SR W 30 L AC 2P E |  | 705 Fan coils (all types) | 70504 Fan coils Wall mounted | SERENA | 1052.66 | EUR
524355 | SR W 40 L AC 2P E |  | 705 Fan coils (all types) | 70504 Fan coils Wall mounted | SERENA | 1091.8 | EUR
524356 | SR W 10 L AC 2P 2W E |  | 705 Fan coils (all types) | 70504 Fan coils Wall mounted | SERENA | 1107.25 | EUR
524357 | SR W 20 L AC 2P 2W E |  | 705 Fan coils (all types) | 70504 Fan coils Wall mounted | SERENA | 1141.24 | EUR
524358 | SR W 30 L AC 2P 2W E |  | 705 Fan coils (all types) | 70504 Fan coils Wall mounted | SERENA | 1192.74 | EUR
524359 | SR W 40 L AC 2P 2W E |  | 705 Fan coils (all types) | 70504 Fan coils Wall mounted | SERENA | 1230.85 | EUR
524360 | SR W 10 L AC 2P 3W E |  | 705 Fan coils (all types) | 70504 Fan coils Wall mounted | SERENA | 1118.58 | EUR
524361 | SR W 20 L AC 2P 3W E |  | 705 Fan coils (all types) | 70504 Fan coils Wall mounted | SERENA | 1152.57 | EUR
524377 | SR W 30 L AC 2P 3W E |  | 705 Fan coils (all types) | 70504 Fan coils Wall mounted | SERENA | 1212.31 | EUR
524378 | SR W 40 L AC 2P 3W E |  | 705 Fan coils (all types) | 70504 Fan coils Wall mounted | SERENA | 1251.45 | EUR
524379 | SR W 10 L AC 2P B E |  | 705 Fan coils (all types) | 70504 Fan coils Wall mounted | SERENA | 1182.44 | EUR
524380 | SR W 20 L AC 2P B E |  | 705 Fan coils (all types) | 70504 Fan coils Wall mounted | SERENA | 1217.46 | EUR
524381 | SR W 30 L AC 2P B E |  | 705 Fan coils (all types) | 70504 Fan coils Wall mounted | SERENA | 1259.69 | EUR
524382 | SR W 40 L AC 2P B E |  | 705 Fan coils (all types) | 70504 Fan coils Wall mounted | SERENA | 1300.89 | EUR
524383 | SR W 10 L AC 2P B 2W E |  | 705 Fan coils (all types) | 70504 Fan coils Wall mounted | SERENA | 1318.4 | EUR
524384 | SR W 20 L AC 2P B 2W E |  | 705 Fan coils (all types) | 70504 Fan coils Wall mounted | SERENA | 1352.39 | EUR
524385 | SR W 30 L AC 2P B 2W E |  | 705 Fan coils (all types) | 70504 Fan coils Wall mounted | SERENA | 1399.77 | EUR
524386 | SR W 40 L AC 2P B 2W E |  | 705 Fan coils (all types) | 70504 Fan coils Wall mounted | SERENA | 1440.97 | EUR
524387 | SR W 10 L AC 2P B 3W E |  | 705 Fan coils (all types) | 70504 Fan coils Wall mounted | SERENA | 1328.7 | EUR
524388 | SR W 20 L AC 2P B 3W E |  | 705 Fan coils (all types) | 70504 Fan coils Wall mounted | SERENA | 1363.72 | EUR
524389 | SR W 30 L AC 2P B 3W E |  | 705 Fan coils (all types) | 70504 Fan coils Wall mounted | SERENA | 1420.37 | EUR
524390 | SR W 40 L AC 2P B 3W E |  | 705 Fan coils (all types) | 70504 Fan coils Wall mounted | SERENA | 1461.57 | EUR
524391 | SR W 00 L EC 2P |  | 705 Fan coils (all types) | 70504 Fan coils Wall mounted | SERENA | 916.7 | EUR
524392 | SR W 10 L EC 2P |  | 705 Fan coils (all types) | 70504 Fan coils Wall mounted | SERENA | 916.7 | EUR
524393 | SR W 20 L EC 2P |  | 705 Fan coils (all types) | 70504 Fan coils Wall mounted | SERENA | 951.72 | EUR
524394 | SR W 30 L EC 2P |  | 705 Fan coils (all types) | 70504 Fan coils Wall mounted | SERENA | 999.1 | EUR
524395 | SR W 40 L EC 2P |  | 705 Fan coils (all types) | 70504 Fan coils Wall mounted | SERENA | 1036.18 | EUR
524396 | SR W 00 L EC 2P 2W |  | 705 Fan coils (all types) | 70504 Fan coils Wall mounted | SERENA | 1052.66 | EUR
524397 | SR W 10 L EC 2P 2W |  | 705 Fan coils (all types) | 70504 Fan coils Wall mounted | SERENA | 1052.66 | EUR
524398 | SR W 20 L EC 2P 2W |  | 705 Fan coils (all types) | 70504 Fan coils Wall mounted | SERENA | 1086.65 | EUR
524399 | SR W 30 L EC 2P 2W |  | 705 Fan coils (all types) | 70504 Fan coils Wall mounted | SERENA | 1137.12 | EUR
524400 | SR W 40 L EC 2P 2W |  | 705 Fan coils (all types) | 70504 Fan coils Wall mounted | SERENA | 1176.26 | EUR
524401 | SR W 00 L EC 2P 3W |  | 705 Fan coils (all types) | 70504 Fan coils Wall mounted | SERENA | 1062.96 | EUR
524402 | SR W 10 L EC 2P 3W |  | 705 Fan coils (all types) | 70504 Fan coils Wall mounted | SERENA | 1062.96 | EUR
524403 | SR W 20 L EC 2P 3W |  | 705 Fan coils (all types) | 70504 Fan coils Wall mounted | SERENA | 1097.98 | EUR
524404 | SR W 30 L EC 2P 3W |  | 705 Fan coils (all types) | 70504 Fan coils Wall mounted | SERENA | 1157.72 | EUR
524405 | SR W 40 L EC 2P 3W |  | 705 Fan coils (all types) | 70504 Fan coils Wall mounted | SERENA | 1196.86 | EUR
524406 | SR W 00 L EC 2P IR |  | 705 Fan coils (all types) | 70504 Fan coils Wall mounted | SERENA | 1007.34 | EUR
524407 | SR W 10 L EC 2P IR |  | 705 Fan coils (all types) | 70504 Fan coils Wall mounted | SERENA | 1007.34 | EUR
524408 | SR W 20 L EC 2P IR |  | 705 Fan coils (all types) | 70504 Fan coils Wall mounted | SERENA | 1043.39 | EUR
524409 | SR W 30 L EC 2P IR |  | 705 Fan coils (all types) | 70504 Fan coils Wall mounted | SERENA | 1089.74 | EUR
524410 | SR W 40 L EC 2P IR |  | 705 Fan coils (all types) | 70504 Fan coils Wall mounted | SERENA | 1127.85 | EUR
524411 | SR W 00 L EC 2P IR 2W |  | 705 Fan coils (all types) | 70504 Fan coils Wall mounted | SERENA | 1144.33 | EUR
524412 | SR W 10 L EC 2P IR 2W |  | 705 Fan coils (all types) | 70504 Fan coils Wall mounted | SERENA | 1144.33 | EUR
524413 | SR W 20 L EC 2P IR 2W |  | 705 Fan coils (all types) | 70504 Fan coils Wall mounted | SERENA | 1179.35 | EUR
524414 | SR W 30 L EC 2P IR 2W |  | 705 Fan coils (all types) | 70504 Fan coils Wall mounted | SERENA | 1229.82 | EUR
524415 | SR W 40 L EC 2P IR 2W |  | 705 Fan coils (all types) | 70504 Fan coils Wall mounted | SERENA | 1267.93 | EUR
524416 | SR W 00 L EC 2P IR 3W |  | 705 Fan coils (all types) | 70504 Fan coils Wall mounted | SERENA | 1155.66 | EUR
524417 | SR W 10 L EC 2P IR 3W |  | 705 Fan coils (all types) | 70504 Fan coils Wall mounted | SERENA | 1155.66 | EUR
524418 | SR W 20 L EC 2P IR 3W |  | 705 Fan coils (all types) | 70504 Fan coils Wall mounted | SERENA | 1190.68 | EUR
524419 | SR W 30 L EC 2P IR 3W |  | 705 Fan coils (all types) | 70504 Fan coils Wall mounted | SERENA | 1251.45 | EUR
524420 | SR W 40 L EC 2P IR 3W |  | 705 Fan coils (all types) | 70504 Fan coils Wall mounted | SERENA | 1288.53 | EUR
524421 | SR W 00 L EC 2P B |  | 705 Fan coils (all types) | 70504 Fan coils Wall mounted | SERENA | 1145.36 | EUR
524422 | SR W 10 L EC 2P B |  | 705 Fan coils (all types) | 70504 Fan coils Wall mounted | SERENA | 1145.36 | EUR
524423 | SR W 20 L EC 2P B |  | 705 Fan coils (all types) | 70504 Fan coils Wall mounted | SERENA | 1180.38 | EUR
524424 | SR W 30 L EC 2P B |  | 705 Fan coils (all types) | 70504 Fan coils Wall mounted | SERENA | 1226.73 | EUR
524425 | SR W 40 L EC 2P B |  | 705 Fan coils (all types) | 70504 Fan coils Wall mounted | SERENA | 1266.9 | EUR
524426 | SR W 00 L EC 2P B 2W |  | 705 Fan coils (all types) | 70504 Fan coils Wall mounted | SERENA | 1280.29 | EUR
524427 | SR W 10 L EC 2P B 2W |  | 705 Fan coils (all types) | 70504 Fan coils Wall mounted | SERENA | 1280.29 | EUR
524428 | SR W 20 L EC 2P B 2W |  | 705 Fan coils (all types) | 70504 Fan coils Wall mounted | SERENA | 1317.37 | EUR
524429 | SR W 30 L EC 2P B 2W |  | 705 Fan coils (all types) | 70504 Fan coils Wall mounted | SERENA | 1366.81 | EUR
524430 | SR W 40 L EC 2P B 2W |  | 705 Fan coils (all types) | 70504 Fan coils Wall mounted | SERENA | 1404.92 | EUR
524431 | SR W 00 L EC 2P B 3W |  | 705 Fan coils (all types) | 70504 Fan coils Wall mounted | SERENA | 1291.62 | EUR
524432 | SR W 10 L EC 2P B 3W |  | 705 Fan coils (all types) | 70504 Fan coils Wall mounted | SERENA | 1291.62 | EUR
524433 | SR W 20 L EC 2P B 3W |  | 705 Fan coils (all types) | 70504 Fan coils Wall mounted | SERENA | 1327.67 | EUR
524434 | SR W 30 L EC 2P B 3W |  | 705 Fan coils (all types) | 70504 Fan coils Wall mounted | SERENA | 1387.41 | EUR
524435 | SR W 40 L EC 2P B 3W |  | 705 Fan coils (all types) | 70504 Fan coils Wall mounted | SERENA | 1425.52 | EUR
524436 | SR W 10 L EC 2P E |  | 705 Fan coils (all types) | 70504 Fan coils Wall mounted | SERENA | 1154.63 | EUR
524437 | SR W 20 L EC 2P E |  | 705 Fan coils (all types) | 70504 Fan coils Wall mounted | SERENA | 1192.74 | EUR
524438 | SR W 30 L EC 2P E |  | 705 Fan coils (all types) | 70504 Fan coils Wall mounted | SERENA | 1236 | EUR
524439 | SR W 40 L EC 2P E |  | 705 Fan coils (all types) | 70504 Fan coils Wall mounted | SERENA | 1277.2 | EUR
524440 | SR W 10 L EC 2P 2W E |  | 705 Fan coils (all types) | 70504 Fan coils Wall mounted | SERENA | 1290.59 | EUR
524441 | SR W 20 L EC 2P 2W E |  | 705 Fan coils (all types) | 70504 Fan coils Wall mounted | SERENA | 1327.67 | EUR
524442 | SR W 30 L EC 2P 2W E |  | 705 Fan coils (all types) | 70504 Fan coils Wall mounted | SERENA | 1376.08 | EUR
524443 | SR W 40 L EC 2P 2W E |  | 705 Fan coils (all types) | 70504 Fan coils Wall mounted | SERENA | 1417.28 | EUR
524444 | SR W 10 L EC 2P 3W E |  | 705 Fan coils (all types) | 70504 Fan coils Wall mounted | SERENA | 1300.89 | EUR
524445 | SR W 20 L EC 2P 3W E |  | 705 Fan coils (all types) | 70504 Fan coils Wall mounted | SERENA | 1339 | EUR
524446 | SR W 30 L EC 2P 3W E |  | 705 Fan coils (all types) | 70504 Fan coils Wall mounted | SERENA | 1396.68 | EUR
524447 | SR W 40 L EC 2P 3W E |  | 705 Fan coils (all types) | 70504 Fan coils Wall mounted | SERENA | 1437.88 | EUR
524448 | SR W 10 L EC 2P B E |  | 705 Fan coils (all types) | 70504 Fan coils Wall mounted | SERENA | 1381.23 | EUR
524449 | SR W 20 L EC 2P B E |  | 705 Fan coils (all types) | 70504 Fan coils Wall mounted | SERENA | 1418.31 | EUR
524450 | SR W 30 L EC 2P B E |  | 705 Fan coils (all types) | 70504 Fan coils Wall mounted | SERENA | 1463.63 | EUR
524451 | SR W 40 L EC 2P B E |  | 705 Fan coils (all types) | 70504 Fan coils Wall mounted | SERENA | 1504.83 | EUR
524452 | SR W 10 L EC 2P B 2W E |  | 705 Fan coils (all types) | 70504 Fan coils Wall mounted | SERENA | 1517.19 | EUR
524453 | SR W 20 L EC 2P B 2W E |  | 705 Fan coils (all types) | 70504 Fan coils Wall mounted | SERENA | 1554.27 | EUR
524454 | SR W 30 L EC 2P B 2W E |  | 705 Fan coils (all types) | 70504 Fan coils Wall mounted | SERENA | 1603.71 | EUR
524455 | SR W 40 L EC 2P B 2W E |  | 705 Fan coils (all types) | 70504 Fan coils Wall mounted | SERENA | 1643.88 | EUR
524456 | SR W 10 L EC 2P B 3W E |  | 705 Fan coils (all types) | 70504 Fan coils Wall mounted | SERENA | 1529.55 | EUR
524457 | SR W 20 L EC 2P B 3W E |  | 705 Fan coils (all types) | 70504 Fan coils Wall mounted | SERENA | 1564.57 | EUR
524458 | SR W 30 L EC 2P B 3W E |  | 705 Fan coils (all types) | 70504 Fan coils Wall mounted | SERENA | 1624.31 | EUR
524459 | SR W 40 L EC 2P B 3W E |  | 705 Fan coils (all types) | 70504 Fan coils Wall mounted | SERENA | 1664.48 | EUR
524461 | SR IR remote control |  | 705 Fan coils (all types) | 70504 Fan coils Wall mounted | SERENA | 40.17 | EUR
524523 | SR W 10 L AC 2P |  | 705 Fan coils (all types) | 70504 Fan coils Wall mounted | SERENA | 732.33 | EUR
524524 | SR W 30 L AC 2P IR |  | 705 Fan coils (all types) | 70504 Fan coils Wall mounted | SERENA | 936.27 | EUR
524525 | SR W 40 L AC 2P IR |  | 705 Fan coils (all types) | 70504 Fan coils Wall mounted | SERENA | 977.47 | EUR
516441 | SR K 00-30 Diffuser |  | 705 Fan coils (all types) | 70590 Accessories FCUs | SERENA | 177.16 | EUR
516442 | SR K 40-60 Diffuser |  | 705 Fan coils (all types) | 70590 Accessories FCUs | SERENA | 276.04 | EUR
516443 | SR K 00-30 Diffuser coloured |  | 705 Fan coils (all types) | 70590 Accessories FCUs | SERENA | 353.29 | EUR
516444 | SR K 40-60 Diffuser coloured |  | 705 Fan coils (all types) | 70590 Accessories FCUs | SERENA | 556.2 | EUR
516445 | SR K 00-30 Diffuser coloured |  | 705 Fan coils (all types) | 70590 Accessories FCUs | SERENA | 268.83 | EUR
516446 | SR K 40-60 Diffuser coloured |  | 705 Fan coils (all types) | 70590 Accessories FCUs | SERENA | 408.91 | EUR
516447 | SR K 00-30 Diffuser coloured |  | 705 Fan coils (all types) | 70590 Accessories FCUs | SERENA | 239.99 | EUR
516448 | SR K 40-60 Diffuser coloured |  | 705 Fan coils (all types) | 70590 Accessories FCUs | SERENA | 364.62 | EUR
516449 | SR K 00-30 Diffuser Metal |  | 705 Fan coils (all types) | 70590 Accessories FCUs | SERENA | 275.01 | EUR
516450 | SR K 40-60 Diffuser Metal |  | 705 Fan coils (all types) | 70590 Accessories FCUs | SERENA | 422.3 | EUR
516451 | SR K 00-30 Diffuser Metal |  | 705 Fan coils (all types) | 70590 Accessories FCUs | SERENA | 386.25 | EUR
516452 | SR K 70-80 Diffuser |  | 705 Fan coils (all types) | 70590 Accessories FCUs | SERENA | 513.97 | EUR
516453 | SR K 70-80 Diffuser F7 |  | 705 Fan coils (all types) | 70590 Accessories FCUs | SERENA | 527.36 | EUR
516454 | SR K 70-80 Diffuser coloured |  | 705 Fan coils (all types) | 70590 Accessories FCUs | SERENA | 795.16 | EUR
516455 | SR K 70-80 Diffuser F7 colour |  | 705 Fan coils (all types) | 70590 Accessories FCUs | SERENA | 807.52 | EUR
516456 | SR K 70-80 MB Diffuser |  | 705 Fan coils (all types) | 70590 Accessories FCUs | SERENA | 640.66 | EUR
516457 | SR K 70-80 MB Diffuser F7 |  | 705 Fan coils (all types) | 70590 Accessories FCUs | SERENA | 667.44 | EUR
516458 | SR K 70-80MB Diffuser coloured |  | 705 Fan coils (all types) | 70590 Accessories FCUs | SERENA | 920.82 | EUR
516459 | SR K 70-80MB Diffuser F7 color |  | 705 Fan coils (all types) | 70590 Accessories FCUs | SERENA | 948.63 | EUR
516460 | SR K 00-30 2P 3 way valve |  | 705 Fan coils (all types) | 70590 Accessories FCUs | SERENA | 233.81 | EUR
516461 | SR K 40-60 2P 3 way valve |  | 705 Fan coils (all types) | 70590 Accessories FCUs | SERENA | 326.51 | EUR
516462 | SR K 00-30 4P 3 way valve |  | 705 Fan coils (all types) | 70590 Accessories FCUs | SERENA | 451.14 | EUR
516463 | SR K 40-60 4P 3 way valve |  | 705 Fan coils (all types) | 70590 Accessories FCUs | SERENA | 544.87 | EUR
516464 | SR K 70-80 2P 3 way valve |  | 705 Fan coils (all types) | 70590 Accessories FCUs | SERENA | 351.23 | EUR
516465 | SR K 70-80 4P 3 way valve |  | 705 Fan coils (all types) | 70590 Accessories FCUs | SERENA | 550.02 | EUR
516466 | SR K 00-30 2P 2 way valve |  | 705 Fan coils (all types) | 70590 Accessories FCUs | SERENA | 201.88 | EUR
516467 | SR K 40-60 2P 2 way valve |  | 705 Fan coils (all types) | 70590 Accessories FCUs | SERENA | 232.78 | EUR
516468 | SR K 00-30 4P 2 way valve |  | 705 Fan coils (all types) | 70590 Accessories FCUs | SERENA | 410.97 | EUR
516469 | SR K 40-60 4P 2 way valve |  | 705 Fan coils (all types) | 70590 Accessories FCUs | SERENA | 447.02 | EUR
516470 | SR K 70-80 2P 2 way valve |  | 705 Fan coils (all types) | 70590 Accessories FCUs | SERENA | 309 | EUR
516471 | SR K 70-80 4P 2 way valve |  | 705 Fan coils (all types) | 70590 Accessories FCUs | SERENA | 474.83 | EUR
516472 | SR K 00-30 2P 3 way valve |  | 705 Fan coils (all types) | 70590 Accessories FCUs | SERENA | 193.64 | EUR
516473 | SR K 40-60 2P 3 way valve |  | 705 Fan coils (all types) | 70590 Accessories FCUs | SERENA | 268.83 | EUR
516474 | SR K 00-30 4P 3 way valve |  | 705 Fan coils (all types) | 70590 Accessories FCUs | SERENA | 387.28 | EUR
516475 | SR K 40-60 4P 3 way valve |  | 705 Fan coils (all types) | 70590 Accessories FCUs | SERENA | 462.47 | EUR
516476 | SR K 70-80 2P 3 way valve |  | 705 Fan coils (all types) | 70590 Accessories FCUs | SERENA | 304.88 | EUR
516477 | SR K 70-80 4P 3 way valve |  | 705 Fan coils (all types) | 70590 Accessories FCUs | SERENA | 493.37 | EUR
516478 | SR K 00-30 2P 2 way valve |  | 705 Fan coils (all types) | 70590 Accessories FCUs | SERENA | 170.98 | EUR
516479 | SR K 40-60 2P 2 way valve |  | 705 Fan coils (all types) | 70590 Accessories FCUs | SERENA | 193.64 | EUR
516480 | SR K 00-30 4P 2 way valve |  | 705 Fan coils (all types) | 70590 Accessories FCUs | SERENA | 364.62 | EUR
516481 | SR K 40-60 4P 2 way valve |  | 705 Fan coils (all types) | 70590 Accessories FCUs | SERENA | 393.46 | EUR
516482 | SR K 70-80 2P 2 way valve |  | 705 Fan coils (all types) | 70590 Accessories FCUs | SERENA | 262.65 | EUR
516483 | SR K 70-80 4P 2 way valve |  | 705 Fan coils (all types) | 70590 Accessories FCUs | SERENA | 417.15 | EUR
516484 | SR K 00-30 2P 3Way valve basic |  | 705 Fan coils (all types) | 70590 Accessories FCUs | SERENA | 160.68 | EUR
516485 | SR K 40-60 2P 3Way valve basic |  | 705 Fan coils (all types) | 70590 Accessories FCUs | SERENA | 220.42 | EUR
516486 | SR K 70-80 2P 3Way valve basic |  | 705 Fan coils (all types) | 70590 Accessories FCUs | SERENA | 276.04 | EUR
516487 | SR K 00-30 4P 3Way valve basic |  | 705 Fan coils (all types) | 70590 Accessories FCUs | SERENA | 296.64 | EUR
516488 | SR K 40-60 4P 3Way valve basic |  | 705 Fan coils (all types) | 70590 Accessories FCUs | SERENA | 358.44 | EUR
516489 | SR K 70-80 4P 3Way valve basic |  | 705 Fan coils (all types) | 70590 Accessories FCUs | SERENA | 437.75 | EUR
516490 | SR K 00-30 2P 2Way valve basic |  | 705 Fan coils (all types) | 70590 Accessories FCUs | SERENA | 146.26 | EUR
516491 | SR K 40-60 2P 2Way valve basic |  | 705 Fan coils (all types) | 70590 Accessories FCUs | SERENA | 185.4 | EUR
516492 | SR K 70-80 2P 2Way valve basic |  | 705 Fan coils (all types) | 70590 Accessories FCUs | SERENA | 247.2 | EUR
516493 | SR K 00-30 4P 2Way valve basic |  | 705 Fan coils (all types) | 70590 Accessories FCUs | SERENA | 270.89 | EUR
516494 | SR K 40-60 4P 2Way valve basic |  | 705 Fan coils (all types) | 70590 Accessories FCUs | SERENA | 309 | EUR
516495 | SR K 70-80 4P 2Way valve basic |  | 705 Fan coils (all types) | 70590 Accessories FCUs | SERENA | 393.46 | EUR
516496 | SR K 00-30 2P 3Way valve basic |  | 705 Fan coils (all types) | 70590 Accessories FCUs | SERENA | 139.05 | EUR
516497 | SR K 40-60 2P 3Way valve basic |  | 705 Fan coils (all types) | 70590 Accessories FCUs | SERENA | 194.67 | EUR
516498 | SR K 70-80 2P 3Way valve basic |  | 705 Fan coils (all types) | 70590 Accessories FCUs | SERENA | 233.81 | EUR
516499 | SR K 00-30 4P 3Way valve basic |  | 705 Fan coils (all types) | 70590 Accessories FCUs | SERENA | 267.8 | EUR
516500 | SR K 40-60 4P 3Way valve basic |  | 705 Fan coils (all types) | 70590 Accessories FCUs | SERENA | 322.39 | EUR
516501 | SR K 70-80 4P 3Way valve basic |  | 705 Fan coils (all types) | 70590 Accessories FCUs | SERENA | 384.19 | EUR
516502 | SR K 00-30 2P 2Way valve basic |  | 705 Fan coils (all types) | 70590 Accessories FCUs | SERENA | 127.72 | EUR
516503 | SR K 40-60 2P 2Way valve basic |  | 705 Fan coils (all types) | 70590 Accessories FCUs | SERENA | 159.65 | EUR
516504 | SR K 70-80 2P 2Way valve basic |  | 705 Fan coils (all types) | 70590 Accessories FCUs | SERENA | 204.97 | EUR
516505 | SR K 00-30 4P 2Way valve basic |  | 705 Fan coils (all types) | 70590 Accessories FCUs | SERENA | 237.93 | EUR
516506 | SR K 40-60 4P 2Way valve basic |  | 705 Fan coils (all types) | 70590 Accessories FCUs | SERENA | 272.95 | EUR
516507 | SR K 70-80 4P 2Way valve basic |  | 705 Fan coils (all types) | 70590 Accessories FCUs | SERENA | 336.81 | EUR
516508 | SR K 00-30 2P Balance valve |  | 705 Fan coils (all types) | 70590 Accessories FCUs | SERENA | 465.56 | EUR
516509 | SR K 40 2P Balance valve |  | 705 Fan coils (all types) | 70590 Accessories FCUs | SERENA | 484.1 | EUR
516510 | SR K 50-60 2P Balance valve |  | 705 Fan coils (all types) | 70590 Accessories FCUs | SERENA | 612.85 | EUR
516511 | SR K 00-30 2P Balance valve |  | 705 Fan coils (all types) | 70590 Accessories FCUs | SERENA | 443.93 | EUR
516512 | SR K 40-60 2P Balance valve |  | 705 Fan coils (all types) | 70590 Accessories FCUs | SERENA | 450.11 | EUR
516513 | SR K 00-30 2P Balance valve |  | 705 Fan coils (all types) | 70590 Accessories FCUs | SERENA | 305.91 | EUR
516514 | SR K 40 2P Balance valve |  | 705 Fan coils (all types) | 70590 Accessories FCUs | SERENA | 317.24 | EUR
516515 | SR K 50-60 2P Balance valve |  | 705 Fan coils (all types) | 70590 Accessories FCUs | SERENA | 366.68 | EUR
516516 | SR K 00-30 2P Balance valve |  | 705 Fan coils (all types) | 70590 Accessories FCUs | SERENA | 301.79 | EUR
516517 | SR K 40-60 2P Balance valve |  | 705 Fan coils (all types) | 70590 Accessories FCUs | SERENA | 311.06 | EUR
516518 | SR K 00-30 2P Balance valve |  | 705 Fan coils (all types) | 70590 Accessories FCUs | SERENA | 424.36 | EUR
516519 | SR K 40 2P Balance valve |  | 705 Fan coils (all types) | 70590 Accessories FCUs | SERENA | 441.87 | EUR
516520 | SR K 50-60 2P Balance valve |  | 705 Fan coils (all types) | 70590 Accessories FCUs | SERENA | 572.68 | EUR
516521 | SR K 00-30 2P Balance valve |  | 705 Fan coils (all types) | 70590 Accessories FCUs | SERENA | 402.73 | EUR
516522 | SR K 40-60 2P Balance valve |  | 705 Fan coils (all types) | 70590 Accessories FCUs | SERENA | 407.88 | EUR
516523 | SR K 00-30 2P Balance valve |  | 705 Fan coils (all types) | 70590 Accessories FCUs | SERENA | 290.46 | EUR
516524 | SR K 40 2P Balance valve |  | 705 Fan coils (all types) | 70590 Accessories FCUs | SERENA | 301.79 | EUR
516525 | SR K 50-60 2P Balance valve |  | 705 Fan coils (all types) | 70590 Accessories FCUs | SERENA | 350.2 | EUR
516526 | SR K 00-30 2P Balance valve |  | 705 Fan coils (all types) | 70590 Accessories FCUs | SERENA | 287.37 | EUR
516527 | SR K 40-60 2P Balance valve |  | 705 Fan coils (all types) | 70590 Accessories FCUs | SERENA | 296.64 | EUR
516528 | SR K 00-30 Air distribution |  | 705 Fan coils (all types) | 70590 Accessories FCUs | SERENA | 26.78 | EUR
516529 | SR K 40-80 Air distribution |  | 705 Fan coils (all types) | 70590 Accessories FCUs | SERENA | 38.11 | EUR
516530 | SR K 00-30 Fresh air connect |  | 705 Fan coils (all types) | 70590 Accessories FCUs | SERENA | 26.78 | EUR
516531 | SR K 00-30 Fresh air |  | 705 Fan coils (all types) | 70590 Accessories FCUs | SERENA | 92.47 | EUR
516532 | SR K 40-60 Fresh air |  | 705 Fan coils (all types) | 70590 Accessories FCUs | SERENA | 38.11 | EUR
516533 | SR K 70-80 Fresh air |  | 705 Fan coils (all types) | 70590 Accessories FCUs | SERENA | 41.2 | EUR
516534 | SR K 00-30 Condensate pump |  | 705 Fan coils (all types) | 70590 Accessories FCUs | SERENA | 75.19 | EUR
516535 | SR K 40-60 Condensate pump |  | 705 Fan coils (all types) | 70590 Accessories FCUs | SERENA | 75.19 | EUR
516536 | SR K 70-80 Condensate pump |  | 705 Fan coils (all types) | 70590 Accessories FCUs | SERENA | 75.19 | EUR
516537 | SR K 00 AC Same side |  | 705 Fan coils (all types) | 70590 Accessories FCUs | SERENA | 70.04 | EUR
516538 | SR K 10 AC Same side |  | 705 Fan coils (all types) | 70590 Accessories FCUs | SERENA | 70.04 | EUR
516539 | SR K 20 AC Same side |  | 705 Fan coils (all types) | 70590 Accessories FCUs | SERENA | 70.04 | EUR
516540 | SR K 30 AC Same side |  | 705 Fan coils (all types) | 70590 Accessories FCUs | SERENA | 70.04 | EUR
516541 | SR K 40 AC Same side |  | 705 Fan coils (all types) | 70590 Accessories FCUs | SERENA | 70.04 | EUR
516542 | SR K 50 AC Same side |  | 705 Fan coils (all types) | 70590 Accessories FCUs | SERENA | 70.04 | EUR
516543 | SR K 60 AC Same side |  | 705 Fan coils (all types) | 70590 Accessories FCUs | SERENA | 70.04 | EUR
516544 | SR K 00 AC MB Same side |  | 705 Fan coils (all types) | 70590 Accessories FCUs | SERENA | 70.04 | EUR
516545 | SR K 10 AC MB Same side |  | 705 Fan coils (all types) | 70590 Accessories FCUs | SERENA | 70.04 | EUR
516546 | SR K 20 AC MB Same side |  | 705 Fan coils (all types) | 70590 Accessories FCUs | SERENA | 70.04 | EUR
516547 | SR K 30 AC MB Same side |  | 705 Fan coils (all types) | 70590 Accessories FCUs | SERENA | 70.04 | EUR
516548 | SR K 40 AC MB Same side |  | 705 Fan coils (all types) | 70590 Accessories FCUs | SERENA | 70.04 | EUR
516549 | SR K 50 AC MB Same side |  | 705 Fan coils (all types) | 70590 Accessories FCUs | SERENA | 70.04 | EUR
516550 | SR K 60 AC MB Same side |  | 705 Fan coils (all types) | 70590 Accessories FCUs | SERENA | 70.04 | EUR
516551 | SR K 00 AC UP-AU Same side |  | 705 Fan coils (all types) | 70590 Accessories FCUs | SERENA | 204.97 | EUR
516552 | SR K 10 AC UP-AU Same side |  | 705 Fan coils (all types) | 70590 Accessories FCUs | SERENA | 204.97 | EUR
516553 | SR K 20 AC UP-AU Same side |  | 705 Fan coils (all types) | 70590 Accessories FCUs | SERENA | 204.97 | EUR
516554 | SR K 30 AC UP-AU Same side |  | 705 Fan coils (all types) | 70590 Accessories FCUs | SERENA | 204.97 | EUR
516555 | SR K 40 AC UP-AU Same side |  | 705 Fan coils (all types) | 70590 Accessories FCUs | SERENA | 204.97 | EUR
516556 | SR K 50 AC UP-AU Same side |  | 705 Fan coils (all types) | 70590 Accessories FCUs | SERENA | 204.97 | EUR
516557 | SR K 60 AC UP-AU Same side |  | 705 Fan coils (all types) | 70590 Accessories FCUs | SERENA | 204.97 | EUR
516558 | SR K 00-30 EC Same side |  | 705 Fan coils (all types) | 70590 Accessories FCUs | SERENA | 70.04 | EUR
516559 | SR K 40-50 EC Same side |  | 705 Fan coils (all types) | 70590 Accessories FCUs | SERENA | 70.04 | EUR
516560 | SR K 00-30 EC MB Same side |  | 705 Fan coils (all types) | 70590 Accessories FCUs | SERENA | 70.04 | EUR
516561 | SR K 40-50 EC MB Same side |  | 705 Fan coils (all types) | 70590 Accessories FCUs | SERENA | 70.04 | EUR
516562 | SR K 10-30 EC UP-AU Same side |  | 705 Fan coils (all types) | 70590 Accessories FCUs | SERENA | 204.97 | EUR
516563 | SR K 40-50 EC UP-AU Same side |  | 705 Fan coils (all types) | 70590 Accessories FCUs | SERENA | 204.97 | EUR
517496 | SR C 13-74 Feet |  | 705 Fan coils (all types) | 70590 Accessories FCUs | SERENA | 24.72 | EUR
517497 | SR C 83-94 Feet |  | 705 Fan coils (all types) | 70590 Accessories FCUs | SERENA | 28.84 | EUR
517498 | SR Drain pan |  | 705 Fan coils (all types) | 70590 Accessories FCUs | SERENA | 7.52 | EUR
517499 | SR Drain pan |  | 705 Fan coils (all types) | 70590 Accessories FCUs | SERENA | 7.52 | EUR
517500 | SR Drain pan |  | 705 Fan coils (all types) | 70590 Accessories FCUs | SERENA | 7.52 | EUR
517501 | SR Drain pan |  | 705 Fan coils (all types) | 70590 Accessories FCUs | SERENA | 18.23 | EUR
517502 | SR Condensate pump mounted |  | 705 Fan coils (all types) | 70590 Accessories FCUs | SERENA | 322.39 | EUR
517503 | SR Condensate pump |  | 705 Fan coils (all types) | 70590 Accessories FCUs | SERENA | 273.98 | EUR
517506 | SR Condensate pump mounted |  | 705 Fan coils (all types) | 70590 Accessories FCUs | SERENA | 332.69 | EUR
517507 | SR Condensate pump |  | 705 Fan coils (all types) | 70590 Accessories FCUs | SERENA | 277.07 | EUR
517508 | SR Drain pipe |  | 705 Fan coils (all types) | 70590 Accessories FCUs | SERENA | 14.01 | EUR
517509 | SR C 13-54 2P 3 way valve |  | 705 Fan coils (all types) | 70590 Accessories FCUs | SERENA | 238.96 | EUR
517510 | SR C 63-94 2P 3 way valve |  | 705 Fan coils (all types) | 70590 Accessories FCUs | SERENA | 263.68 | EUR
517511 | SR C 4P 3 way valve |  | 705 Fan coils (all types) | 70590 Accessories FCUs | SERENA | 234.84 | EUR
517512 | SR C 13-54 2P 3 way valve |  | 705 Fan coils (all types) | 70590 Accessories FCUs | SERENA | 199.82 | EUR
517513 | SR C 63-94 2P 3 way valve |  | 705 Fan coils (all types) | 70590 Accessories FCUs | SERENA | 217.33 | EUR
517514 | SR C 4P 3 way valve |  | 705 Fan coils (all types) | 70590 Accessories FCUs | SERENA | 195.7 | EUR
517515 | SR C 13-54 2P 3Way valve basic |  | 705 Fan coils (all types) | 70590 Accessories FCUs | SERENA | 166.86 | EUR
517516 | SR C 63-94 2P 3Way valve basic |  | 705 Fan coils (all types) | 70590 Accessories FCUs | SERENA | 187.46 | EUR
517517 | SR C 4P 3Way valve basic |  | 705 Fan coils (all types) | 70590 Accessories FCUs | SERENA | 166.86 | EUR
517518 | SR C 13-54 2P 3Way valve basic |  | 705 Fan coils (all types) | 70590 Accessories FCUs | SERENA | 149.35 | EUR
517519 | SR C 63-94 2P 3Way valve basic |  | 705 Fan coils (all types) | 70590 Accessories FCUs | SERENA | 155.53 | EUR
517520 | SR C 4P 3Way valve basic |  | 705 Fan coils (all types) | 70590 Accessories FCUs | SERENA | 149.35 | EUR
517521 | SR C 63-94 2P 2 way valve |  | 705 Fan coils (all types) | 70590 Accessories FCUs | SERENA | 160.68 | EUR
517522 | SR C 4P 2 way valve |  | 705 Fan coils (all types) | 70590 Accessories FCUs | SERENA | 156.56 | EUR
517523 | SR C 63-94 2P 2 way valve |  | 705 Fan coils (all types) | 70590 Accessories FCUs | SERENA | 119.48 | EUR
517524 | SR C 4P 2 way valve |  | 705 Fan coils (all types) | 70590 Accessories FCUs | SERENA | 117.42 | EUR
517525 | SR C 13-34 2P Balance valve |  | 705 Fan coils (all types) | 70590 Accessories FCUs | SERENA | 523.24 | EUR
517526 | SR C 43-74 2P Balance valve |  | 705 Fan coils (all types) | 70590 Accessories FCUs | SERENA | 532.51 | EUR
517527 | SR C 83-94 2P Balance valve |  | 705 Fan coils (all types) | 70590 Accessories FCUs | SERENA | 713.79 | EUR
517528 | SR C 13-54 2P Balance valve |  | 705 Fan coils (all types) | 70590 Accessories FCUs | SERENA | 523.24 | EUR
517529 | SR C 63-94 2P Balance valve |  | 705 Fan coils (all types) | 70590 Accessories FCUs | SERENA | 532.51 | EUR
517530 | SR C 13-34 2P Balance valve |  | 705 Fan coils (all types) | 70590 Accessories FCUs | SERENA | 462.47 | EUR
517531 | SR C 43-74 2P Balance valve |  | 705 Fan coils (all types) | 70590 Accessories FCUs | SERENA | 469.68 | EUR
517532 | SR C 83-94 2P Balance valve |  | 705 Fan coils (all types) | 70590 Accessories FCUs | SERENA | 648.9 | EUR
517533 | SR C 13-54 2P Balance valve |  | 705 Fan coils (all types) | 70590 Accessories FCUs | SERENA | 464.53 | EUR
517534 | SR C 63-94 2P Balance valve |  | 705 Fan coils (all types) | 70590 Accessories FCUs | SERENA | 469.68 | EUR
517535 | SR C 13-34 2P Balance valve |  | 705 Fan coils (all types) | 70590 Accessories FCUs | SERENA | 341.96 | EUR
517536 | SR C 43-74 2P Balance valve |  | 705 Fan coils (all types) | 70590 Accessories FCUs | SERENA | 345.05 | EUR
517537 | SR C 83-94 2P Balance valve |  | 705 Fan coils (all types) | 70590 Accessories FCUs | SERENA | 402.73 | EUR
517538 | SR C 13-54 2P Balance valve |  | 705 Fan coils (all types) | 70590 Accessories FCUs | SERENA | 346.08 | EUR
517539 | SR C 63-94 2P Balance valve |  | 705 Fan coils (all types) | 70590 Accessories FCUs | SERENA | 350.2 | EUR
517540 | SR C 13-34 2P Balance valve |  | 705 Fan coils (all types) | 70590 Accessories FCUs | SERENA | 307.97 | EUR
517541 | SR C 43-74 2P Balance valve |  | 705 Fan coils (all types) | 70590 Accessories FCUs | SERENA | 311.06 | EUR
517542 | SR C 83-94 2P Balance valve |  | 705 Fan coils (all types) | 70590 Accessories FCUs | SERENA | 364.62 | EUR
517543 | SR C 13-54 2P Balance valve |  | 705 Fan coils (all types) | 70590 Accessories FCUs | SERENA | 312.09 | EUR
517544 | SR C 63-94 2P Balance valve |  | 705 Fan coils (all types) | 70590 Accessories FCUs | SERENA | 315.18 | EUR
517545 | SR C 13-14 Rear closing panel |  | 705 Fan coils (all types) | 70590 Accessories FCUs | SERENA | 64.89 | EUR
517546 | SR C 23-24 Rear closing panel |  | 705 Fan coils (all types) | 70590 Accessories FCUs | SERENA | 73.13 | EUR
517547 | SR C 33-44 Rear closing panel |  | 705 Fan coils (all types) | 70590 Accessories FCUs | SERENA | 85.49 | EUR
517548 | SR C 53-64 Rear closing panel |  | 705 Fan coils (all types) | 70590 Accessories FCUs | SERENA | 89.61 | EUR
517549 | SR C 73-94 Rear closing panel |  | 705 Fan coils (all types) | 70590 Accessories FCUs | SERENA | 96.82 | EUR
517550 | SR C 13-14 Down closing panel |  | 705 Fan coils (all types) | 70590 Accessories FCUs | SERENA | 63.86 | EUR
517551 | SR C 23-24 Down closing panel |  | 705 Fan coils (all types) | 70590 Accessories FCUs | SERENA | 81.37 | EUR
517552 | SR C 33-44 Down closing panel |  | 705 Fan coils (all types) | 70590 Accessories FCUs | SERENA | 91.67 | EUR
517553 | SR C 53-64 Down closing panel |  | 705 Fan coils (all types) | 70590 Accessories FCUs | SERENA | 99.91 | EUR
517554 | SR C 73-74 Down closing panel |  | 705 Fan coils (all types) | 70590 Accessories FCUs | SERENA | 105.06 | EUR
517555 | SR C 83-94 Down closing panel |  | 705 Fan coils (all types) | 70590 Accessories FCUs | SERENA | 107.12 | EUR
517556 | SR C 13-14 Frontal air intake |  | 705 Fan coils (all types) | 70590 Accessories FCUs | SERENA | 31.93 | EUR
517557 | SR C 23-24 Frontal air intake |  | 705 Fan coils (all types) | 70590 Accessories FCUs | SERENA | 35.02 | EUR
517558 | SR C 33-44 Frontal air intake |  | 705 Fan coils (all types) | 70590 Accessories FCUs | SERENA | 36.05 | EUR
517559 | SR C 53-64 Frontal air intake |  | 705 Fan coils (all types) | 70590 Accessories FCUs | SERENA | 39.14 | EUR
517560 | SR C 73-74 Frontal air intake |  | 705 Fan coils (all types) | 70590 Accessories FCUs | SERENA | 39.14 | EUR
517561 | SR C 83-94 Frontal air intake |  | 705 Fan coils (all types) | 70590 Accessories FCUs | SERENA | 46.35 | EUR
517562 | SR C 13-14 Intake grid feet |  | 705 Fan coils (all types) | 70590 Accessories FCUs | SERENA | 56.65 | EUR
517563 | SR C 23-24 Intake grid feet |  | 705 Fan coils (all types) | 70590 Accessories FCUs | SERENA | 63.86 | EUR
517564 | SR C 33-44 Intake grid feet |  | 705 Fan coils (all types) | 70590 Accessories FCUs | SERENA | 71.07 | EUR
517565 | SR C 53-64 Intake grid feet |  | 705 Fan coils (all types) | 70590 Accessories FCUs | SERENA | 86.52 | EUR
517566 | SR C 73-94 Intake grid feet |  | 705 Fan coils (all types) | 70590 Accessories FCUs | SERENA | 93.73 | EUR
517567 | SR C 13-14 Air inlet grid |  | 705 Fan coils (all types) | 70590 Accessories FCUs | SERENA | 48.41 | EUR
517568 | SR C 23-24 Air inlet grid |  | 705 Fan coils (all types) | 70590 Accessories FCUs | SERENA | 54.59 | EUR
517569 | SR C 33-44 Air inlet grid |  | 705 Fan coils (all types) | 70590 Accessories FCUs | SERENA | 104.03 | EUR
517570 | SR C 53-64 Air inlet grid |  | 705 Fan coils (all types) | 70590 Accessories FCUs | SERENA | 144.2 | EUR
517571 | SR C 73-94 Air inlet grid |  | 705 Fan coils (all types) | 70590 Accessories FCUs | SERENA | 173.04 | EUR
517572 | SR C 13-14 Inlet grid filter |  | 705 Fan coils (all types) | 70590 Accessories FCUs | SERENA | 115.36 | EUR
517573 | SR C 23-24 Inlet grid filter |  | 705 Fan coils (all types) | 70590 Accessories FCUs | SERENA | 122.57 | EUR
517574 | SR C 33-44 Inlet grid filter |  | 705 Fan coils (all types) | 70590 Accessories FCUs | SERENA | 150.38 | EUR
517575 | SR C 53-64 Inlet grid filter |  | 705 Fan coils (all types) | 70590 Accessories FCUs | SERENA | 177.16 | EUR
517576 | SR C 73-94 Inlet grid filter |  | 705 Fan coils (all types) | 70590 Accessories FCUs | SERENA | 203.94 | EUR
517577 | SR C 13-14 Straight flange |  | 705 Fan coils (all types) | 70590 Accessories FCUs | SERENA | 66.95 | EUR
517578 | SR C 23-24 Straight flange |  | 705 Fan coils (all types) | 70590 Accessories FCUs | SERENA | 69.01 | EUR
517579 | SR C 33-44 Straight flange |  | 705 Fan coils (all types) | 70590 Accessories FCUs | SERENA | 79.31 | EUR
517580 | SR C 53-64 Straight flange |  | 705 Fan coils (all types) | 70590 Accessories FCUs | SERENA | 86.52 | EUR
517581 | SR C 73-74 Straight flange |  | 705 Fan coils (all types) | 70590 Accessories FCUs | SERENA | 92.7 | EUR
517582 | SR C 83-94 Straight flange |  | 705 Fan coils (all types) | 70590 Accessories FCUs | SERENA | 93.73 | EUR
517583 | SR C 13-14 Air inlet grid |  | 705 Fan coils (all types) | 70590 Accessories FCUs | SERENA | 41.2 | EUR
517584 | SR C 23-24 Air inlet grid |  | 705 Fan coils (all types) | 70590 Accessories FCUs | SERENA | 45.32 | EUR
517585 | SR C 33-44 Air inlet grid |  | 705 Fan coils (all types) | 70590 Accessories FCUs | SERENA | 66.95 | EUR
517586 | SR C 53-64 Air inlet grid |  | 705 Fan coils (all types) | 70590 Accessories FCUs | SERENA | 80.34 | EUR
517587 | SR C 73-94 Air inlet grid |  | 705 Fan coils (all types) | 70590 Accessories FCUs | SERENA | 105.06 | EUR
517588 | SR C 13-14 Inlet grid filter |  | 705 Fan coils (all types) | 70590 Accessories FCUs | SERENA | 110.21 | EUR
517589 | SR C 23-24 Inlet grid filter |  | 705 Fan coils (all types) | 70590 Accessories FCUs | SERENA | 114.33 | EUR
517590 | SR C 33-44 Inlet grid filter |  | 705 Fan coils (all types) | 70590 Accessories FCUs | SERENA | 134.93 | EUR
517591 | SR C 53-64 Inlet grid filter |  | 705 Fan coils (all types) | 70590 Accessories FCUs | SERENA | 169.95 | EUR
517592 | SR C 73-94 Inlet grid filter |  | 705 Fan coils (all types) | 70590 Accessories FCUs | SERENA | 197.76 | EUR
517593 | SR C 13-14 Flange 90 |  | 705 Fan coils (all types) | 70590 Accessories FCUs | SERENA | 110.21 | EUR
517594 | SR C 23-24 Flange 90 |  | 705 Fan coils (all types) | 70590 Accessories FCUs | SERENA | 112.27 | EUR
517595 | SR C 33-44 Flange 90 |  | 705 Fan coils (all types) | 70590 Accessories FCUs | SERENA | 124.63 | EUR
517596 | SR C 53-64 Flange 90 |  | 705 Fan coils (all types) | 70590 Accessories FCUs | SERENA | 144.2 | EUR
517597 | SR C 73-74 Flange 90 |  | 705 Fan coils (all types) | 70590 Accessories FCUs | SERENA | 148.32 | EUR
517598 | SR C 83-94 Flange 90 |  | 705 Fan coils (all types) | 70590 Accessories FCUs | SERENA | 152.44 | EUR
517599 | SR C 13-14 Spigot plenum |  | 705 Fan coils (all types) | 70590 Accessories FCUs | SERENA | 117.42 | EUR
517600 | SR C 23-24 Spigot plenum |  | 705 Fan coils (all types) | 70590 Accessories FCUs | SERENA | 130.81 | EUR
517601 | SR C 33-44 Spigot plenum |  | 705 Fan coils (all types) | 70590 Accessories FCUs | SERENA | 153.47 | EUR
517602 | SR C 53-64 Spigot plenum |  | 705 Fan coils (all types) | 70590 Accessories FCUs | SERENA | 177.16 | EUR
517603 | SR C 73-74 Spigot plenum |  | 705 Fan coils (all types) | 70590 Accessories FCUs | SERENA | 200.85 | EUR
517604 | SR C 83-94 Spigot plenum |  | 705 Fan coils (all types) | 70590 Accessories FCUs | SERENA | 200.85 | EUR
517605 | SR C 13-74 Fresh air |  | 705 Fan coils (all types) | 70590 Accessories FCUs | SERENA | 18.23 | EUR
517606 | SR C 13-74 Fresh air |  | 705 Fan coils (all types) | 70590 Accessories FCUs | SERENA | 18.23 | EUR
517607 | SR C 13-14 Straight flange |  | 705 Fan coils (all types) | 70590 Accessories FCUs | SERENA | 66.95 | EUR
517608 | SR C 23-24 Straight flange |  | 705 Fan coils (all types) | 70590 Accessories FCUs | SERENA | 69.01 | EUR
517609 | SR C 33-44 Straight flange |  | 705 Fan coils (all types) | 70590 Accessories FCUs | SERENA | 79.31 | EUR
517610 | SR C 53-64 Straight flange |  | 705 Fan coils (all types) | 70590 Accessories FCUs | SERENA | 86.52 | EUR
517611 | SR C 73-74 Straight flange |  | 705 Fan coils (all types) | 70590 Accessories FCUs | SERENA | 92.7 | EUR
517612 | SR C 83-94 Straight flange |  | 705 Fan coils (all types) | 70590 Accessories FCUs | SERENA | 93.73 | EUR
517613 | SR C 13-14 Flange 90 |  | 705 Fan coils (all types) | 70590 Accessories FCUs | SERENA | 110.21 | EUR
517614 | SR C 23-24 Flange 90 |  | 705 Fan coils (all types) | 70590 Accessories FCUs | SERENA | 112.27 | EUR
517615 | SR C 33-44 Flange 90 |  | 705 Fan coils (all types) | 70590 Accessories FCUs | SERENA | 124.63 | EUR
517616 | SR C 53-64 Flange 90 |  | 705 Fan coils (all types) | 70590 Accessories FCUs | SERENA | 144.2 | EUR
517617 | SR C 73-74 Flange 90 |  | 705 Fan coils (all types) | 70590 Accessories FCUs | SERENA | 148.32 | EUR
517618 | SR C 83-94 Flange 90 |  | 705 Fan coils (all types) | 70590 Accessories FCUs | SERENA | 152.44 | EUR
517619 | SR C 13-14 Spigot diffuser |  | 705 Fan coils (all types) | 70590 Accessories FCUs | SERENA | 117.42 | EUR
517620 | SR C 23-24 Spigot diffuser |  | 705 Fan coils (all types) | 70590 Accessories FCUs | SERENA | 130.81 | EUR
517621 | SR C 33-44 Spigot diffuser |  | 705 Fan coils (all types) | 70590 Accessories FCUs | SERENA | 153.47 | EUR
517622 | SR C 53-64 Spigot diffuser |  | 705 Fan coils (all types) | 70590 Accessories FCUs | SERENA | 177.16 | EUR
517623 | SR C 13-14 Air outlet grid |  | 705 Fan coils (all types) | 70590 Accessories FCUs | SERENA | 47.38 | EUR
517624 | SR C 23-24 Air outlet grid |  | 705 Fan coils (all types) | 70590 Accessories FCUs | SERENA | 49.44 | EUR
517625 | SR C 53-64 Air outlet grid |  | 705 Fan coils (all types) | 70590 Accessories FCUs | SERENA | 107.12 | EUR
517626 | SR C 73-94 Air outlet grid |  | 705 Fan coils (all types) | 70590 Accessories FCUs | SERENA | 130.81 | EUR
517627 | SR C 33-44 Silencer |  | 705 Fan coils (all types) | 70590 Accessories FCUs | SERENA | 279.13 | EUR
517628 | SR C 53-64 Silencer |  | 705 Fan coils (all types) | 70590 Accessories FCUs | SERENA | 307.97 | EUR
517629 | SR C 73-94 Silencer |  | 705 Fan coils (all types) | 70590 Accessories FCUs | SERENA | 360.5 | EUR
517630 | SR C 23-24 Breeze frame |  | 705 Fan coils (all types) | 70590 Accessories FCUs | SERENA | 271.92 | EUR
517631 | SR C 33-44 Breeze frame |  | 705 Fan coils (all types) | 70590 Accessories FCUs | SERENA | 287.37 | EUR
517632 | SR C 53-64 Breeze frame |  | 705 Fan coils (all types) | 70590 Accessories FCUs | SERENA | 300.76 | EUR
517633 | SR C 23-24 Breeze concealed |  | 705 Fan coils (all types) | 70590 Accessories FCUs | SERENA | 174.07 | EUR
517634 | SR C 33-44 Breeze concealed |  | 705 Fan coils (all types) | 70590 Accessories FCUs | SERENA | 201.88 | EUR
517635 | SR C 53-64 Breeze concealed |  | 705 Fan coils (all types) | 70590 Accessories FCUs | SERENA | 221.45 | EUR
517636 | SR C 23-24 Hotel connection |  | 705 Fan coils (all types) | 70590 Accessories FCUs | SERENA | 765.29 | EUR
517637 | SR C 33-44 Hotel connection |  | 705 Fan coils (all types) | 70590 Accessories FCUs | SERENA | 816.79 | EUR
517638 | SR C 53-64 Hotel connection |  | 705 Fan coils (all types) | 70590 Accessories FCUs | SERENA | 924.94 | EUR
517639 | SR C 73-74 Hotel connection |  | 705 Fan coils (all types) | 70590 Accessories FCUs | SERENA | 1107.25 | EUR
517640 | SR Same side connection |  | 705 Fan coils (all types) | 70590 Accessories FCUs | SERENA | 22.66 | EUR
517641 | SR C 13-14 Electric heater C |  | 705 Fan coils (all types) | 70590 Accessories FCUs | SERENA | 318.27 | EUR
517642 | SR C 23-24 Electric heater C |  | 705 Fan coils (all types) | 70590 Accessories FCUs | SERENA | 330.63 | EUR
517643 | SR C 23-24 Electric heater C |  | 705 Fan coils (all types) | 70590 Accessories FCUs | SERENA | 330.63 | EUR
517644 | SR C 23-24 Electric heater C |  | 705 Fan coils (all types) | 70590 Accessories FCUs | SERENA | 330.63 | EUR
517645 | SR C 33-44 Electric heater C |  | 705 Fan coils (all types) | 70590 Accessories FCUs | SERENA | 357.41 | EUR
517646 | SR C 33-44 Electric heater C |  | 705 Fan coils (all types) | 70590 Accessories FCUs | SERENA | 357.41 | EUR
517647 | SR C 33-44 Electric heater C |  | 705 Fan coils (all types) | 70590 Accessories FCUs | SERENA | 357.41 | EUR
517648 | SR C 53-64 Electric heater C |  | 705 Fan coils (all types) | 70590 Accessories FCUs | SERENA | 379.04 | EUR
517649 | SR C 53-64 Electric heater C |  | 705 Fan coils (all types) | 70590 Accessories FCUs | SERENA | 379.04 | EUR
517650 | SR C 53-64 Electric heater C |  | 705 Fan coils (all types) | 70590 Accessories FCUs | SERENA | 379.04 | EUR
517651 | SR C 73-94 Electric heater C |  | 705 Fan coils (all types) | 70590 Accessories FCUs | SERENA | 401.7 | EUR
517652 | SR C 73-94 Electric heater C |  | 705 Fan coils (all types) | 70590 Accessories FCUs | SERENA | 401.7 | EUR
517653 | SR C 73-94 Electric heater C |  | 705 Fan coils (all types) | 70590 Accessories FCUs | SERENA | 401.7 | EUR
517654 | SR C 13-14 Electric heater N |  | 705 Fan coils (all types) | 70590 Accessories FCUs | SERENA | 318.27 | EUR
517655 | SR C 23-24 Electric heater N |  | 705 Fan coils (all types) | 70590 Accessories FCUs | SERENA | 330.63 | EUR
517656 | SR C 23-24 Electric heater N |  | 705 Fan coils (all types) | 70590 Accessories FCUs | SERENA | 330.63 | EUR
517657 | SR C 23-24 Electric heater N |  | 705 Fan coils (all types) | 70590 Accessories FCUs | SERENA | 330.63 | EUR
517658 | SR C 33-44 Electric heater N |  | 705 Fan coils (all types) | 70590 Accessories FCUs | SERENA | 357.41 | EUR
517659 | SR C 33-44 Electric heater N |  | 705 Fan coils (all types) | 70590 Accessories FCUs | SERENA | 357.41 | EUR
517660 | SR C 33-44 Electric heater N |  | 705 Fan coils (all types) | 70590 Accessories FCUs | SERENA | 357.41 | EUR
517661 | SR C 53-64 Electric heater N |  | 705 Fan coils (all types) | 70590 Accessories FCUs | SERENA | 363.59 | EUR
517662 | SR C 53-64 Electric heater N |  | 705 Fan coils (all types) | 70590 Accessories FCUs | SERENA | 363.59 | EUR
517663 | SR C 53-64 Electric heater N |  | 705 Fan coils (all types) | 70590 Accessories FCUs | SERENA | 363.59 | EUR
517664 | SR C 73-94 Electric heater N |  | 705 Fan coils (all types) | 70590 Accessories FCUs | SERENA | 370.8 | EUR
517665 | SR C 73-94 Electric heater N |  | 705 Fan coils (all types) | 70590 Accessories FCUs | SERENA | 370.8 | EUR
517666 | SR C 73-94 Electric heater N |  | 705 Fan coils (all types) | 70590 Accessories FCUs | SERENA | 370.8 | EUR
523834 | SR L 13-24 Spigot plenum |  | 705 Fan coils (all types) | 70590 Accessories FCUs | SERENA | 305.91 | EUR
523835 | SR L 33-34 Spigot plenum |  | 705 Fan coils (all types) | 70590 Accessories FCUs | SERENA | 311.06 | EUR
523836 | SR L 43-44 Spigot plenum |  | 705 Fan coils (all types) | 70590 Accessories FCUs | SERENA | 389.34 | EUR
523837 | SR L 53-54 Spigot plenum |  | 705 Fan coils (all types) | 70590 Accessories FCUs | SERENA | 417.15 | EUR
523838 | SR L 63-64 Spigot plenum |  | 705 Fan coils (all types) | 70590 Accessories FCUs | SERENA | 493.37 | EUR
523839 | SR L 73-74 Spigot plenum |  | 705 Fan coils (all types) | 70590 Accessories FCUs | SERENA | 536.63 | EUR
523840 | SR L 13-74 Drain pan |  | 705 Fan coils (all types) | 70590 Accessories FCUs | SERENA | 74.16 | EUR
523841 | SR L 13-24 Air filter G4 |  | 705 Fan coils (all types) | 70590 Accessories FCUs | SERENA | 32.96 | EUR
523842 | SR L 33-34 Air filter G4 |  | 705 Fan coils (all types) | 70590 Accessories FCUs | SERENA | 67.28 | EUR
523843 | SR L 43-44 Air filter G4 |  | 705 Fan coils (all types) | 70590 Accessories FCUs | SERENA | 44.29 | EUR
523844 | SR L 53-54 Air filter G4 |  | 705 Fan coils (all types) | 70590 Accessories FCUs | SERENA | 50.47 | EUR
523845 | SR L 63-64 Air filter G4 |  | 705 Fan coils (all types) | 70590 Accessories FCUs | SERENA | 71.07 | EUR
523846 | SR L 73-74 Air filter G4 |  | 705 Fan coils (all types) | 70590 Accessories FCUs | SERENA | 83.43 | EUR
523847 | SR L 13-24 Air anti-vibration |  | 705 Fan coils (all types) | 70590 Accessories FCUs | SERENA | 233.81 | EUR
523848 | SR L 33-34 Air anti-vibration |  | 705 Fan coils (all types) | 70590 Accessories FCUs | SERENA | 235.87 | EUR
523849 | SR L 43-44 Air anti-vibration |  | 705 Fan coils (all types) | 70590 Accessories FCUs | SERENA | 278.1 | EUR
523850 | SR L 53-54 Air anti-vibration |  | 705 Fan coils (all types) | 70590 Accessories FCUs | SERENA | 279.13 | EUR
523851 | SR L 63-64 Air anti-vibration |  | 705 Fan coils (all types) | 70590 Accessories FCUs | SERENA | 320.33 | EUR
523852 | SR L 73-74 Air anti-vibration |  | 705 Fan coils (all types) | 70590 Accessories FCUs | SERENA | 344.02 | EUR
523853 | SR L 13-14 Electric heater |  | 705 Fan coils (all types) | 70590 Accessories FCUs | SERENA | 1461.57 | EUR
523854 | SR L 23-24 Electric heater |  | 705 Fan coils (all types) | 70590 Accessories FCUs | SERENA | 1461.57 | EUR
523855 | SR L 13-14 Electric heater |  | 705 Fan coils (all types) | 70590 Accessories FCUs | SERENA | 1394.62 | EUR
523856 | SR L 23-24 Electric heater |  | 705 Fan coils (all types) | 70590 Accessories FCUs | SERENA | 1394.62 | EUR
523857 | SR L 33-34 Electric heater |  | 705 Fan coils (all types) | 70590 Accessories FCUs | SERENA | 1394.62 | EUR
523858 | SR L 43-44 Electric heater |  | 705 Fan coils (all types) | 70590 Accessories FCUs | SERENA | 1423.46 | EUR
523859 | SR L 53-54 Electric heater |  | 705 Fan coils (all types) | 70590 Accessories FCUs | SERENA | 1742.76 | EUR
523860 | SR L 63-64 Electric heater |  | 705 Fan coils (all types) | 70590 Accessories FCUs | SERENA | 1846.79 | EUR
523861 | SR L 73-74 Electric heater |  | 705 Fan coils (all types) | 70590 Accessories FCUs | SERENA | 1867.39 | EUR
523862 | SR L 23-34 3 way valve 230V |  | 705 Fan coils (all types) | 70590 Accessories FCUs | SERENA | 742.63 | EUR
523863 | SR L 43-54 3 way valve 230V |  | 705 Fan coils (all types) | 70590 Accessories FCUs | SERENA | 760.14 | EUR
523864 | SR L 63-76 3 way valve 230V |  | 705 Fan coils (all types) | 70590 Accessories FCUs | SERENA | 760.14 | EUR
523865 | SR L 13-34 3 way valve 230V |  | 705 Fan coils (all types) | 70590 Accessories FCUs | SERENA | 702.46 | EUR
523866 | SR L 43-54 3 way valve 230V |  | 705 Fan coils (all types) | 70590 Accessories FCUs | SERENA | 742.63 | EUR
523867 | SR L 63-76 3 way valve 230V |  | 705 Fan coils (all types) | 70590 Accessories FCUs | SERENA | 743.66 | EUR
523868 | SR L 23-34 3 way valve 24V |  | 705 Fan coils (all types) | 70590 Accessories FCUs | SERENA | 742.63 | EUR
523869 | SR L 43-54 3 way valve 24V |  | 705 Fan coils (all types) | 70590 Accessories FCUs | SERENA | 760.14 | EUR
523870 | SR L 63-66 3 way valve 24V |  | 705 Fan coils (all types) | 70590 Accessories FCUs | SERENA | 760.14 | EUR
523871 | SR L 13-34 3 way valve 24V |  | 705 Fan coils (all types) | 70590 Accessories FCUs | SERENA | 729.24 | EUR
523872 | SR L 43-54 3 way valve 24V |  | 705 Fan coils (all types) | 70590 Accessories FCUs | SERENA | 742.63 | EUR
523873 | SR L 63-76 3 way valve 24V |  | 705 Fan coils (all types) | 70590 Accessories FCUs | SERENA | 743.66 | EUR
524091 | SR M 13-14 Frontal air intake |  | 705 Fan coils (all types) | 70590 Accessories FCUs | SERENA | 40.17 | EUR
524092 | SR M 23-24 Frontal air intake |  | 705 Fan coils (all types) | 70590 Accessories FCUs | SERENA | 46.35 | EUR
524093 | SR M 33-44 Frontal air intake |  | 705 Fan coils (all types) | 70590 Accessories FCUs | SERENA | 47.38 | EUR
524094 | SR M 53-54 Frontal air intake |  | 705 Fan coils (all types) | 70590 Accessories FCUs | SERENA | 73.13 | EUR
524095 | SR M 63-74 Frontal air intake |  | 705 Fan coils (all types) | 70590 Accessories FCUs | SERENA | 80.34 | EUR
524096 | SR M 63-74 3 way valve |  | 705 Fan coils (all types) | 70590 Accessories FCUs | SERENA | 376.98 | EUR
524097 | SR M 63-74 3 way valve |  | 705 Fan coils (all types) | 70590 Accessories FCUs | SERENA | 312.09 | EUR
524098 | SR M 63-74 3 way valve |  | 705 Fan coils (all types) | 70590 Accessories FCUs | SERENA | 341.96 | EUR
524099 | SR M 63-74 3 way valve |  | 705 Fan coils (all types) | 70590 Accessories FCUs | SERENA | 293.55 | EUR
524100 | SR M 63-74 2 way valve |  | 705 Fan coils (all types) | 70590 Accessories FCUs | SERENA | 192.61 | EUR
524101 | SR M 63-74 3 way valve |  | 705 Fan coils (all types) | 70590 Accessories FCUs | SERENA | 159.65 | EUR
524102 | SR M 53-54 Electric heater |  | 705 Fan coils (all types) | 70590 Accessories FCUs | SERENA | 381.1 | EUR
524103 | SR M 53-54 Electric heater |  | 705 Fan coils (all types) | 70590 Accessories FCUs | SERENA | 381.1 | EUR
524104 | SR M 53-54 Electric heater |  | 705 Fan coils (all types) | 70590 Accessories FCUs | SERENA | 381.1 | EUR
524105 | SR M 63-74 Electric heater |  | 705 Fan coils (all types) | 70590 Accessories FCUs | SERENA | 399.64 | EUR
524106 | SR M 53-54 Air inlet grid |  | 705 Fan coils (all types) | 70590 Accessories FCUs | SERENA | 232.78 | EUR
524107 | SR M 63-64 Air inlet grid |  | 705 Fan coils (all types) | 70590 Accessories FCUs | SERENA | 241.02 | EUR
524108 | SR M 03-04 Straight inlet |  | 705 Fan coils (all types) | 70590 Accessories FCUs | SERENA | 53.56 | EUR
524109 | SR M 13-14 Straight inlet |  | 705 Fan coils (all types) | 70590 Accessories FCUs | SERENA | 84.46 | EUR
524110 | SR M 23-24 Straight inlet |  | 705 Fan coils (all types) | 70590 Accessories FCUs | SERENA | 85.49 | EUR
524111 | SR M 53-54 Straight inlet |  | 705 Fan coils (all types) | 70590 Accessories FCUs | SERENA | 135.96 | EUR
524112 | SR M 63-64 Straight inlet |  | 705 Fan coils (all types) | 70590 Accessories FCUs | SERENA | 150.38 | EUR
524113 | SR M 53-54 Air inlet grid |  | 705 Fan coils (all types) | 70590 Accessories FCUs | SERENA | 157.59 | EUR
524114 | SR M 63-74 Air inlet grid |  | 705 Fan coils (all types) | 70590 Accessories FCUs | SERENA | 165.83 | EUR
524115 | SR M 03-04 Flange 90 |  | 705 Fan coils (all types) | 70590 Accessories FCUs | SERENA | 116.39 | EUR
524116 | SR M 13-14 Flange 90 |  | 705 Fan coils (all types) | 70590 Accessories FCUs | SERENA | 125.66 | EUR
524117 | SR M 23-24 Flange 90 |  | 705 Fan coils (all types) | 70590 Accessories FCUs | SERENA | 141.11 | EUR
524118 | SR M 53-54 Flange 90 |  | 705 Fan coils (all types) | 70590 Accessories FCUs | SERENA | 170.98 | EUR
524119 | SR M 63-74 Flange 90 |  | 705 Fan coils (all types) | 70590 Accessories FCUs | SERENA | 193.64 | EUR
524120 | SR M 03-04 Spigot plenum |  | 705 Fan coils (all types) | 70590 Accessories FCUs | SERENA | 144.2 | EUR
524121 | SR M 13-14 Spigot plenum |  | 705 Fan coils (all types) | 70590 Accessories FCUs | SERENA | 167.89 | EUR
524122 | SR M 23-24 Spigot plenum |  | 705 Fan coils (all types) | 70590 Accessories FCUs | SERENA | 174.07 | EUR
524123 | SR M 53-54 Spigot plenum |  | 705 Fan coils (all types) | 70590 Accessories FCUs | SERENA | 267.8 | EUR
524124 | SR M 63-74 Spigot plenum |  | 705 Fan coils (all types) | 70590 Accessories FCUs | SERENA | 282.22 | EUR
524125 | SR M 13-14 Silencer |  | 705 Fan coils (all types) | 70590 Accessories FCUs | SERENA | 380.07 | EUR
524126 | SR M 23-24 Silencer |  | 705 Fan coils (all types) | 70590 Accessories FCUs | SERENA | 434.66 | EUR
524127 | SR M 33-44Silencer |  | 705 Fan coils (all types) | 70590 Accessories FCUs | SERENA | 476.89 | EUR
524128 | SR M 53-54 Silencer |  | 705 Fan coils (all types) | 70590 Accessories FCUs | SERENA | 551.05 | EUR
524129 | SR M 63-74 Silencer |  | 705 Fan coils (all types) | 70590 Accessories FCUs | SERENA | 622.12 | EUR
524130 | SR M 03-04 Lateral filter |  | 705 Fan coils (all types) | 70590 Accessories FCUs | SERENA | 12.88 | EUR
524131 | SR M 13-14 Lateral filter |  | 705 Fan coils (all types) | 70590 Accessories FCUs | SERENA | 32.96 | EUR
524132 | SR M 23-24 Lateral filter |  | 705 Fan coils (all types) | 70590 Accessories FCUs | SERENA | 35.02 | EUR
524133 | SR M 33-44 Lateral filter |  | 705 Fan coils (all types) | 70590 Accessories FCUs | SERENA | 39.14 | EUR
524134 | SR M 53-54 Lateral filter |  | 705 Fan coils (all types) | 70590 Accessories FCUs | SERENA | 42.23 | EUR
524135 | SR M 63-74 Lateral filter |  | 705 Fan coils (all types) | 70590 Accessories FCUs | SERENA | 44.29 | EUR
524136 | SR M 03-04 Straight flange |  | 705 Fan coils (all types) | 70590 Accessories FCUs | SERENA | 58.71 | EUR
524137 | SR M 13-14 Straight flange |  | 705 Fan coils (all types) | 70590 Accessories FCUs | SERENA | 77.25 | EUR
524138 | SR M 23-24 Straight flange |  | 705 Fan coils (all types) | 70590 Accessories FCUs | SERENA | 85.49 | EUR
524139 | SR M 53-54 Straight flange |  | 705 Fan coils (all types) | 70590 Accessories FCUs | SERENA | 125.66 | EUR
524140 | SR M 63-74 Straight flange |  | 705 Fan coils (all types) | 70590 Accessories FCUs | SERENA | 135.96 | EUR
524141 | SR M 03-04 Flange 90 |  | 705 Fan coils (all types) | 70590 Accessories FCUs | SERENA | 115.36 | EUR
524142 | SR M 13-14 Flange 91 |  | 705 Fan coils (all types) | 70590 Accessories FCUs | SERENA | 117.42 | EUR
524143 | SR M 23-24 Flange 92 |  | 705 Fan coils (all types) | 70590 Accessories FCUs | SERENA | 141.11 | EUR
524144 | SR M 53-54 Flange 93 |  | 705 Fan coils (all types) | 70590 Accessories FCUs | SERENA | 160.68 | EUR
524145 | SR M 63-74 Flange 94 |  | 705 Fan coils (all types) | 70590 Accessories FCUs | SERENA | 180.25 | EUR
524146 | SR M 03-04 Spigot diffuser |  | 705 Fan coils (all types) | 70590 Accessories FCUs | SERENA | 135.96 | EUR
524147 | SR M 13-14 Spigot diffuser |  | 705 Fan coils (all types) | 70590 Accessories FCUs | SERENA | 164.8 | EUR
524148 | SR M 23-24 Spigot diffuser |  | 705 Fan coils (all types) | 70590 Accessories FCUs | SERENA | 174.07 | EUR
524149 | SR M 33-44 Spigot diffuser |  | 705 Fan coils (all types) | 70590 Accessories FCUs | SERENA | 200.85 | EUR
524150 | SR M 53-54 Spigot diffuser |  | 705 Fan coils (all types) | 70590 Accessories FCUs | SERENA | 263.68 | EUR
524151 | SR M 63-74 Spigot diffuser |  | 705 Fan coils (all types) | 70590 Accessories FCUs | SERENA | 278.1 | EUR
524152 | SR M/C 13-14/33-44 Outlet grid |  | 705 Fan coils (all types) | 70590 Accessories FCUs | SERENA | 80.34 | EUR
524153 | SR M 53-54 Air outlet grid |  | 705 Fan coils (all types) | 70590 Accessories FCUs | SERENA | 217.33 | EUR
524154 | SR M 63-74 Air outlet grid |  | 705 Fan coils (all types) | 70590 Accessories FCUs | SERENA | 219.39 | EUR
524462 | SR W Pump |  | 705 Fan coils (all types) | 70590 Accessories FCUs | SERENA | 333.72 | EUR
524463 | SR W Kit pump |  | 705 Fan coils (all types) | 70590 Accessories FCUs | SERENA | 279.13 | EUR
524464 | SR W 00-20 Box |  | 705 Fan coils (all types) | 70590 Accessories FCUs | SERENA | 255.44 | EUR
524465 | SR W 30-40 Box |  | 705 Fan coils (all types) | 70590 Accessories FCUs | SERENA | 284.28 | EUR
524762 | SR S 10-50 2P 2 way valve |  | 705 Fan coils (all types) | 70590 Accessories FCUs | SERENA | 100.94 | EUR
524763 | SR S 10-50 2P 3 way valve |  | 705 Fan coils (all types) | 70590 Accessories FCUs | SERENA | 122.57 | EUR
524764 | SR S 10 Rear closing panel |  | 705 Fan coils (all types) | 70590 Accessories FCUs | SERENA | 112.27 | EUR
524765 | SR S 20 Rear closing panel |  | 705 Fan coils (all types) | 70590 Accessories FCUs | SERENA | 132.87 | EUR
524766 | SR S 30 Rear closing panel |  | 705 Fan coils (all types) | 70590 Accessories FCUs | SERENA | 150.38 | EUR
524767 | SR S 40 Rear closing panel |  | 705 Fan coils (all types) | 70590 Accessories FCUs | SERENA | 172.01 | EUR
524768 | SR S 50 Rear closing panel |  | 705 Fan coils (all types) | 70590 Accessories FCUs | SERENA | 188.49 | EUR
524769 | SR S 10-50 Feet |  | 705 Fan coils (all types) | 70590 Accessories FCUs | SERENA | 67.98 | EUR
573002 | SR C 73-74 Spigot diffuser |  | 705 Fan coils (all types) | 70590 Accessories FCUs | SERENA | 202.91 | EUR
157357 | TControl POD glass 3s white |  | 705 Fan coils (all types) | 70595 Control for FCUs | ACC.CTR.WT | 504.7 | EUR
157358 | TControl POD glass 3s black |  | 705 Fan coils (all types) | 70595 Control for FCUs | ACC.CTR.WT | 539.72 | EUR
157359 | TControl POD glass EC white |  | 705 Fan coils (all types) | 70595 Control for FCUs | ACC.CTR.WT | 498.52 | EUR
157360 | TControl POD glass EC black |  | 705 Fan coils (all types) | 70595 Control for FCUs | ACC.CTR.WT | 566.5 | EUR
218832 | TControl POD surface box black |  | 705 Fan coils (all types) | 70595 Control for FCUs | ACC.CTR.WT | 79.31 | EUR
218833 | TControl POD surface box white |  | 705 Fan coils (all types) | 70595 Control for FCUs | ACC.CTR.WT | 67.98 | EUR
218834 | Room temperature sensor NTC10k |  | 705 Fan coils (all types) | 70595 Control for FCUs | ACC.CTR.WT | 26.78 | EUR
315947 | TControl Easy 3s white |  | 705 Fan coils (all types) | 70595 Control for FCUs | ACC.CTR.WT | 143.17 | EUR
367597 | KIT TRM-FA SYS |  | 705 Fan coils (all types) | 70595 Control for FCUs | ACC.CTR.WT | 97.85 | EUR
372795 | KIT WRC SYS - Wall mounted LCD |  | 705 Fan coils (all types) | 70595 Control for FCUs | ACC.CTR.WT | 112.27 | EUR
516565 | SR TMB2 remote control |  | 705 Fan coils (all types) | 70595 Control for FCUs | SERENA | 167.89 | EUR
516566 | SR UP-AU Power unit |  | 705 Fan coils (all types) | 70595 Control for FCUs | SERENA | 143.17 | EUR
516567 | SR UP-AU Power unit |  | 705 Fan coils (all types) | 70595 Control for FCUs | SERENA | 111.24 | EUR
516568 | SR T2T electronic thermostat |  | 705 Fan coils (all types) | 70595 Control for FCUs | SERENA | 66.95 | EUR
516569 | SR NTC sensor |  | 705 Fan coils (all types) | 70595 Control for FCUs | SERENA | 7 | EUR
516570 | SR T2 sensor |  | 705 Fan coils (all types) | 70595 Control for FCUs | SERENA | 12.15 | EUR
516571 | SR Change-over |  | 705 Fan coils (all types) | 70595 Control for FCUs | SERENA | 59.74 | EUR
516572 | SR IR remote + receiver |  | 705 Fan coils (all types) | 70595 Control for FCUs | SERENA | 60.77 | EUR
516573 | SR IR remote control (10) |  | 705 Fan coils (all types) | 70595 Control for FCUs | SERENA | 40.17 | EUR
516574 | SR IR receiver |  | 705 Fan coils (all types) | 70595 Control for FCUs | SERENA | 29.87 | EUR
516575 | SR IR receiver metal diffuse |  | 705 Fan coils (all types) | 70595 Control for FCUs | SERENA | 35.02 | EUR
516576 | SR TEC electronic thermostat |  | 705 Fan coils (all types) | 70595 Control for FCUs | SERENA | 153.47 | EUR
517482 | SR WMTS electronic thermostat |  | 705 Fan coils (all types) | 70595 Control for FCUs | SERENA | 95.79 | EUR
517483 | SR WMTV electronic thermostat |  | 705 Fan coils (all types) | 70595 Control for FCUs | SERENA | 148.32 | EUR
517484 | SR WMTSE electronic thermostat |  | 705 Fan coils (all types) | 70595 Control for FCUs | SERENA | 152.44 | EUR
517485 | SR WMTVE electronic thermostat |  | 705 Fan coils (all types) | 70595 Control for FCUs | SERENA | 190.55 | EUR
517486 | SR WMTQR electronic thermostat |  | 705 Fan coils (all types) | 70595 Control for FCUs | SERENA | 107.12 | EUR
517487 | SR SR NTC sensor |  | 705 Fan coils (all types) | 70595 Control for FCUs | SERENA | 11.85 | EUR
517488 | SR Control board mounted |  | 705 Fan coils (all types) | 70595 Control for FCUs | SERENA | 275.01 | EUR
517489 | SR Control board |  | 705 Fan coils (all types) | 70595 Control for FCUs | SERENA | 228.66 | EUR
517490 | SR WMEC EC thermostat |  | 705 Fan coils (all types) | 70595 Control for FCUs | SERENA | 112.27 | EUR
517491 | SR TMB2 remote control mounted |  | 705 Fan coils (all types) | 70595 Control for FCUs | SERENA | 352.26 | EUR
517492 | SR EC Control board mounted |  | 705 Fan coils (all types) | 70595 Control for FCUs | SERENA | 299.73 | EUR
517493 | SR EC Control board |  | 705 Fan coils (all types) | 70595 Control for FCUs | SERENA | 250.29 | EUR
517494 | SR TMB2 remote control mounted |  | 705 Fan coils (all types) | 70595 Control for FCUs | SERENA | 232.78 | EUR
517495 | SR SR IR remote + receiver |  | 705 Fan coils (all types) | 70595 Control for FCUs | SERENA | 76.22 | EUR
523824 | SR L Speed switch |  | 705 Fan coils (all types) | 70595 Control for FCUs | SERENA | 69.01 | EUR
523825 | SR L 2x Speed switch |  | 705 Fan coils (all types) | 70595 Control for FCUs | SERENA | 138.02 | EUR
523826 | SR L 33-74 Power board |  | 705 Fan coils (all types) | 70595 Control for FCUs | SERENA | 526.33 | EUR
523827 | SR L 13-24 Kit Power board |  | 705 Fan coils (all types) | 70595 Control for FCUs | SERENA | 217.33 | EUR
523828 | SR L 33-74 Kit Power board |  | 705 Fan coils (all types) | 70595 Control for FCUs | SERENA | 338.87 | EUR
523829 | SR L 13-64 Control board mount |  | 705 Fan coils (all types) | 70595 Control for FCUs | SERENA | 713.79 | EUR
523830 | SR L 73-74 Control board mount |  | 705 Fan coils (all types) | 70595 Control for FCUs | SERENA | 740.57 | EUR
523831 | SR L 13-64 Control board |  | 705 Fan coils (all types) | 70595 Control for FCUs | SERENA | 586.07 | EUR
523832 | SR L 73-74 Control board |  | 705 Fan coils (all types) | 70595 Control for FCUs | SERENA | 613.88 | EUR
523833 | SR L Power board |  | 705 Fan coils (all types) | 70595 Control for FCUs | SERENA | 406.85 | EUR
524460 | SR W IR receiver |  | 705 Fan coils (all types) | 70595 Control for FCUs | SERENA | 35.02 | EUR
524760 | SR S Touch control |  | 705 Fan coils (all types) | 70595 Control for FCUs | SERENA | 49.44 | EUR
524761 | SR S power unit Touch |  | 705 Fan coils (all types) | 70595 Control for FCUs | SERENA | 74.16 | EUR
524770 | SR S Control board mounted |  | 705 Fan coils (all types) | 70595 Control for FCUs | SERENA | 293.55 | EUR
524771 | SR S Control board |  | 705 Fan coils (all types) | 70595 Control for FCUs | SERENA | 261.62 | EUR
544319 | Serena Router-BMS |  | 705 Fan coils (all types) | 70595 Control for FCUs | SERENA | 420.24 | EUR
572989 | SR L 13-66 B Board mounted |  | 705 Fan coils (all types) | 70595 Control for FCUs | SERENA | 707.61 | EUR
572990 | SR L 74-76 B Board mounted |  | 705 Fan coils (all types) | 70595 Control for FCUs | SERENA | 742.63 | EUR
572991 | SR L 13-66 B Board |  | 705 Fan coils (all types) | 70595 Control for FCUs | SERENA | 543.84 | EUR
572992 | SR L 74-76 B Board |  | 705 Fan coils (all types) | 70595 Control for FCUs | SERENA | 578.86 | EUR

## MY Price
Item Name | Description | Sales Price | Price list Currency
10083 | AJR 315-2/4 TR (B)0.8/0.16kw | 1682 | EUR
10084 | AJR 355-2/4 TR (B)1.2/0.24kw | 1820 | EUR
10085 | AJR 400-2/4 TR (B)1.7/0.34kw | 1896 | EUR
14832 | MUB(A) 100 630D4-T (5.5kW) | 2477 | EUR
157227 | CDRD-500-4 (1.5KW-IE3) | 1328 | EUR
157228 | CDRD-560-4 (3KW-IE3) | 1637 | EUR
157229 | CDRD-630-4 (4KW-IE3) | 1922 | EUR
19434 | IV50-4/8(B) (1.7/0.34kw) | 2523 | EUR
256066 | 50MM FILTER INLET- CDRE 315 | 32.9 | EUR
256067 | 50MM FILTER INLET- CDRE 355 | 35 | EUR
256068 | 50MM FILTER INLET- CDRE 400 | 35.7 | EUR
256069 | 50MM FILTER INLET- CDRE 450 | 39.5 | EUR
256070 | 50MM FILTER INLET- CDRD 500 | 44.6 | EUR
256071 | 50MM FILTER INLET- CDRD 560 | 52.8 | EUR
256072 | 50MM FILTER INLET- CDRD 630 | 54.1 | EUR
256073 | 50MM FILTER INLET- CDRE-I 315 | 32.9 | EUR
256074 | 50MM FILTER INLET- CDRE-I 355 | 35 | EUR
256075 | 50MM FILTER INLET- CDRE-I 400 | 35.7 | EUR
256076 | 50MM FILTER INLET- CDRE-I 450 | 39.5 | EUR
256077 | 50MM FILTER INLET- CDRD-I 500 | 44.6 | EUR
256078 | 50MM FILTER INLET- CDRD-I 560 | 52.8 | EUR
256079 | 50MM FILTER INLET- CDRD-I 630 | 54.1 | EUR
256080 | 25MM FILTER INLET- CDRE 315 | 29.6 | EUR
256081 | 25MM FILTER INLET- CDRE 355 | 32 | EUR
256082 | 25MM FILTER INLET- CDRE 400 | 34 | EUR
256083 | 25MM FILTER INLET- CDRE 450 | 37.8 | EUR
256084 | 25MM FILTER INLET- CDRD 500 | 41.2 | EUR
256085 | 25MM FILTER INLET- CDRD 560 | 51.4 | EUR
256086 | 25MM FILTER INLET- CDRD 630 | 51.6 | EUR
256087 | 25MM FILTER INLET- CDRE-I 315 | 29.6 | EUR
256088 | 25MM FILTER INLET- CDRE-I 355 | 32 | EUR
256089 | 25MM FILTER INLET- CDRE-I 400 | 34 | EUR
256090 | 25MM FILTER INLET- CDRE-I 450 | 37.8 | EUR
256091 | 25MM FILTER INLET- CDRD-I 500 | 41.2 | EUR
256092 | 25MM FILTER INLET- CDRD-I 560 | 51.4 | EUR
256093 | 25MM FILTER INLET- CDRD-I 630 | 51.6 | EUR
256094 | 50MM FILTER OUTLET- CDRE 315 | 55.3 | EUR
256095 | 50MM FILTER OUTLET- CDRE 355 | 65.2 | EUR
256096 | 50MM FILTER OUTLET- CDRE 400 | 76.6 | EUR
256097 | 50MM FILTER OUTLET- CDRE 450 | 76.6 | EUR
256098 | 50MM FILTER OUTLET- CDRD 500 | 84.2 | EUR
256099 | 50MM FILTER OUTLET- CDRD 560 | 93.7 | EUR
256100 | 50MM FILTER OUTLET- CDRD 630 | 103.9 | EUR
256101 | 50MM FILTER OUTLET- CDRE-I 315 | 55.3 | EUR
256102 | 50MM FILTER OUTLET- CDRE-I 355 | 65.2 | EUR
256103 | 50MM FILTER OUTLET- CDRE-I 400 | 76.6 | EUR
256104 | 50MM FILTER OUTLET- CDRE-I 450 | 76.6 | EUR
256105 | 50MM FILTER OUTLET- CDRD-I 500 | 84.2 | EUR
256106 | 50MM FILTER OUTLET- CDRD-I 560 | 93.7 | EUR
256107 | 50MM FILTER OUTLET- CDRD-I 630 | 103.9 | EUR
256108 | 25MM FILTER OUTLET- CDRE 315 | 52.8 | EUR
256109 | 25MM FILTER OUTLET- CDRE 355 | 62 | EUR
256110 | 25MM FILTER OUTLET- CDRE 400 | 72.7 | EUR
256111 | 25MM FILTER OUTLET- CDRE 450 | 72.7 | EUR
256112 | 25MM FILTER OUTLET- CDRD 500 | 79.8 | EUR
256113 | 25MM FILTER OUTLET- CDRD 560 | 88.8 | EUR
256114 | 25MM FILTER OUTLET- CDRD 630 | 98.5 | EUR
256115 | 25MM FILTER OUTLET- CDRE-I 315 | 52.8 | EUR
256116 | 25MM FILTER OUTLET- CDRE-I 355 | 62 | EUR
256117 | 25MM FILTER OUTLET- CDRE-I 400 | 72.7 | EUR
256118 | 25MM FILTER OUTLET- CDRE-I 450 | 72.7 | EUR
256119 | 25MM FILTER OUTLET- CDRD-I 500 | 79.8 | EUR
256120 | 25MM FILTER OUTLET- CDRD-I 560 | 88.8 | EUR
256121 | 25MM FILTER OUTLET- CDRD-I 630 | 98.5 | EUR
256122 | KVB-F-9/9-0.37 KW | 1048 | EUR
256123 | KVB-F-9/9-0.55 kW | 1122 | EUR
256124 | KVB-F-9/9-0.75 kW | 1127 | EUR
256125 | KVB-F-9/9-1.1 kW | 1197 | EUR
256126 | KVB-F-10/10-0.37 kW | 1103 | EUR
256127 | KVB-F-10/10-0.55 kW | 1178 | EUR
256128 | KVB-F-10/10-0.75 kW | 1181 | EUR
256129 | KVB-F-10/10-1.1 Kw | 1252 | EUR
256130 | KVB-F-10/10-1.5 Kw | 1317 | EUR
256131 | KVB-F-12/12-0.37 kW | 1273 | EUR
256132 | KVB-F-12/12-0.55 kW | 1344 | EUR
256133 | KVB-F-12/12-0.75 kW | 1348 | EUR
256134 | KVB-F-12/12-1.1 Kw | 1419 | EUR
256135 | KVB-F-12/12-1.5 Kw | 1483 | EUR
256136 | KVB-F-12/12-2.2 Kw | 1608 | EUR
256137 | KVB-F-15/15-0.55 kW | 1557 | EUR
256138 | KVB-F-15/15-0.75 kW | 1554 | EUR
256139 | KVB-F-15/15-1.1 kW | 1627 | EUR
256140 | KVB-F-15/15-1.5 kW | 1688 | EUR
256141 | KVB-F-15/15-2.2 kW | 1822 | EUR
256142 | KVB-F-15/15-3.0 kW | 1853 | EUR
256143 | KVB-F-15/15-3.7 kW | 1970 | EUR
256144 | KVB-F-15/15-4.0 kW | 1976 | EUR
256145 | KVB-F-18/18-1.1 Kw | 2150 | EUR
256146 | KVB-F-18/18-1.5 kW | 2218 | EUR
256147 | KVB-F-18/18-2.2 kW | 2357 | EUR
256148 | KVB-F-18/18-3.0 Kw | 2393 | EUR
256149 | KVB-F-18/18-3.7 Kw | 2513 | EUR
256150 | KVB-F-18/18-4.0 Kw | 2503 | EUR
256151 | KVB-F-18/18-5.5 Kw | 2770 | EUR
256152 | KVB-F-20/20-2.2 Kw | 3236 | EUR
256153 | KVB-F-20/20-3 kW | 3269 | EUR
256154 | KVB-F-20/20-3.7 kW | 3386 | EUR
256155 | KVB-F-20/20-4 kW | 3392 | EUR
256156 | KVB-F-20/20-5.5 Kw | 3665 | EUR
256157 | KVB-F-20/20-7.5 Kw | 3825 | EUR
256158 | KVB-F-22/22-2.2 Kw | 3693 | EUR
256159 | KVB-F-22/22-3 kW | 3723 | EUR
256160 | KVB-F-22/22-3.7 kW | 3844 | EUR
256161 | KVB-F-22/22-4 kW | 3851 | EUR
256162 | KVB-F-22/22-5.5 kW | 4117 | EUR
256163 | KVB-F-22/22-7.5 kW | 4287 | EUR
256164 | KVB-F-22/22-11 kW | 5043 | EUR
256165 | KVB-F-25/25-2.2 kW | 4224 | EUR
256166 | KVB-F-25/25-3 kW | 4253 | EUR
256167 | KVB-F-25/25-3.7 kW | 4376 | EUR
256168 | KVB-F-25/25-4 kW | 4385 | EUR
256169 | KVB-F-25/25-5.5 kW | 4650 | EUR
256170 | KVB-F-25/25-7.5 kW | 4816 | EUR
256171 | KVB-F-25/25-11 kW | 5585 | EUR
256172 | KVB-F-25/25-15 kW | 6028 | EUR
256173 | KVB-F-30/28-3.7 kW | 5450 | EUR
256174 | KVB-F-30/28-5.5 kW | 5720 | EUR
256175 | KVB-F-30/28-7.5 kW | 5898 | EUR
256176 | KVB-F-30/28-11 kW | 6655 | EUR
256177 | KVB-F-30/28-15 kW | 7111 | EUR
256178 | KVB-F-30/28-18.5 kW | 7685 | EUR
256179 | KVB-F-9/9-Hood with Wiremesh | 13 | EUR
256180 | KVB-F-10/10-Hood with Wiremesh | 16 | EUR
256181 | KVB-F-12/12-Hood with Wiremesh | 19 | EUR
256182 | KVB-F-15/15-Hood with Wiremesh | 23 | EUR
256183 | KVB-F-18/18-Hood with Wiremesh | 29 | EUR
256184 | KVB-F-20/20-Hood with Wiremesh | 40 | EUR
256185 | KVB-F-22/22-Hood with Wiremesh | 48 | EUR
256186 | KVB-F-25/25-Hood with Wiremesh | 57 | EUR
256187 | KVB-F-30/28-Hood with Wiremesh | 73 | EUR
256188 | KVB-F-9/9-Roof Cover | 29 | EUR
256189 | KVB-F-10/10-Roof Cover | 33 | EUR
256190 | KVB-F-12/12-Roof Cover | 40 | EUR
256191 | KVB-F-15/15-Roof Cover | 54 | EUR
256192 | KVB-F-18/18-Roof Cover | 76 | EUR
256193 | KVB-F-20/20-Roof Cover | 103 | EUR
256194 | KVB-F-22/22-Roof Cover | 122 | EUR
256195 | KVB-F-25/25-Roof Cover | 122 | EUR
256196 | KVB-F-30/28-Roof Cover | 147 | EUR
256197 | KVB/7x7-0.37Kw | 700 | EUR
256198 | KVB/7x7-0.55Kw | 760 | EUR
256199 | KVB/9x9-0.37Kw | 762 | EUR
256200 | KVB/9x9-0.55Kw | 819 | EUR
256201 | KVB/9x9-0.75Kw | 848 | EUR
256202 | KVB/10x10-0.75Kw | 895 | EUR
256203 | KVB/12x12-0.75Kw | 1027 | EUR
256204 | KVB/12x12-1.1Kw | 1066.1 | EUR
256205 | KVB/15x15-1.1Kw | 1241 | EUR
256206 | KVB/15x15-1.5Kw | 1304 | EUR
256207 | KVB/18x18-1.5Kw | 1565 | EUR
256208 | KVB/18x18-2.2Kw | 1685 | EUR
256209 | KVD/9x9 | 525 | EUR
256210 | KVD/10x10 | 587 | EUR
256211 | KVD/12x12 | 789 | EUR
256212 | 25mm PreFilter&Frame-KVB7x7 | 15 | EUR
256213 | 25mm PreFilter&Frame-KVB9x9 | 16 | EUR
256214 | 25mm PreFilter&Frame-KVB10x10 | 21 | EUR
256215 | 25mm PreFilter&Frame-KVB12x12 | 28 | EUR
256216 | 25mm PreFilter&Frame-KVB15x15 | 38 | EUR
256217 | 25mm PreFilter&Frame-KVB18x18 | 47 | EUR
256218 | 25mm PreFilter&Frame-KVD9x9 | 16 | EUR
256219 | 25mm PreFilter&Frame-KVD10x10 | 21 | EUR
256220 | 25mm PreFilter&Frame-KVD12x12 | 28 | EUR
256221 | 50mm PreFilter&Frame-KVB7x7 | 19 | EUR
256222 | 50mm PreFilter&Frame-KVB9x9 | 21 | EUR
256223 | 50mm PreFilter&Frame-KVB10x10 | 25 | EUR
256224 | 50mm PreFilter&Frame-KVB12x12 | 32 | EUR
256225 | 50mm PreFilter&Frame-KVB15x15 | 43 | EUR
256226 | 50mm PreFilter&Frame-KVB18x18 | 53 | EUR
256227 | 50mm PreFilter&Frame-KVD9x9 | 21 | EUR
256228 | 50mm PreFilter&Frame-KVD10x10 | 25 | EUR
256229 | 50mm PreFilter&Frame-KVD12x12 | 32 | EUR
256230 | Hood For KVB/7x7 | 9 | EUR
256231 | Hood For KVB/9x9 | 12 | EUR
256232 | Hood For KVB/10x10 | 13 | EUR
256233 | Hood For KVB/12x12 | 15 | EUR
256234 | Hood For KVB/15x15 | 19 | EUR
256235 | Hood For KVB/18x18 | 22 | EUR
256236 | Hood For KVD/9x9 | 12 | EUR
256237 | Hood For KVD/10x10 | 12 | EUR
256238 | Hood For KVD/12x12 | 12 | EUR
484133 | CS-F-RS1-1-500-B-0-0-SW | 10.1 | EUR
484238 | CS-F-RS1-1-600-B-0-0-SW | 12.1 | EUR
484239 | CS-F-RS1-1-700-B-0-0-SW | 14.1 | EUR
484266 | CS-F-RS1-1-800-B-0-0-SW | 16.1 | EUR
484441 | CS-F-RS1-1-900-B-0-0-SW | 18.1 | EUR
484442 | CS-F-RS1-1-1000-B-0-0-SW | 20.1 | EUR
484443 | CS-F-RS1-1-1100-B-0-0-SW | 22.2 | EUR
484456 | CS-F-RS1-1-1200-B-0-0-SW | 24.2 | EUR
484457 | CS-F-RS1-1-1300-B-0-0-SW | 26.2 | EUR
484458 | CS-F-RS1-1-1400-B-0-0-SW | 28.2 | EUR
484459 | CS-F-RS1-1-1500-B-0-0-SW | 30.2 | EUR
484489 | CS-F-RS1-1-2000-B-0-0-SW | 40.3 | EUR
484490 | CS-F-RS1-1-500-B-R-0-SW | 13.1 | EUR
484491 | CS-F-RS1-1-600-B-R-0-SW | 15.7 | EUR
484492 | CS-F-RS1-1-700-B-R-0-SW | 18.3 | EUR
484493 | CS-F-RS1-1-800-B-R-0-SW | 20.9 | EUR
484494 | CS-F-RS1-1-900-B-R-0-SW | 23.5 | EUR
484495 | CS-F-RS1-1-1000-B-R-0-SW | 26.2 | EUR
484496 | CS-F-RS1-1-1100-B-R-0-SW | 28.8 | EUR
484497 | CS-F-RS1-1-1200-B-R-0-SW | 31.4 | EUR
484498 | CS-F-RS1-1-1300-B-R-0-SW | 34 | EUR
484499 | CS-F-RS1-1-1400-B-R-0-SW | 36.6 | EUR
484591 | CS-F-RS1-1-1500-B-R-0-SW | 39.2 | EUR
484598 | CS-F-RS1-1-2000-B-R-0-SW | 52.3 | EUR
484599 | CS-F-RS1-2-500-B-0-0-SW | 13.7 | EUR
484612 | CS-F-RS1-2-600-B-0-0-SW | 16.4 | EUR
484613 | CS-F-RS1-2-700-B-0-0-SW | 19.1 | EUR
484614 | CS-F-RS1-2-800-B-0-0-SW | 21.9 | EUR
484615 | CS-F-RS1-2-900-B-0-0-SW | 24.6 | EUR
484616 | CS-F-RS1-2-1000-B-0-0-SW | 27.3 | EUR
484617 | CS-F-RS1-2-1100-B-0-0-SW | 30.1 | EUR
484618 | CS-F-RS1-2-1200-B-0-0-SW | 32.8 | EUR
484619 | CS-F-RS1-2-1300-B-0-0-SW | 35.5 | EUR
484620 | CS-F-RS1-2-1400-B-0-0-SW | 38.3 | EUR
484621 | CS-F-RS1-2-1500-B-0-0-SW | 41 | EUR
484622 | CS-F-RS1-2-2000-B-0-0-SW | 54.7 | EUR
484623 | CS-F-RS1-2-500-B-R-0-SW | 17.9 | EUR
484624 | CS-F-RS1-2-600-B-R-0-SW | 21.4 | EUR
484625 | CS-F-RS1-2-700-B-R-0-SW | 25 | EUR
484626 | CS-F-RS1-2-800-B-R-0-SW | 28.6 | EUR
484627 | CS-F-RS1-2-900-B-R-0-SW | 32.1 | EUR
484628 | CS-F-RS1-2-1000-B-R-0-SW | 35.7 | EUR
484629 | CS-F-RS1-2-1100-B-R-0-SW | 39.3 | EUR
484630 | CS-F-RS1-2-1200-B-R-0-SW | 42.9 | EUR
484631 | CS-F-RS1-2-1300-B-R-0-SW | 46.4 | EUR
484632 | CS-F-RS1-2-1400-B-R-0-SW | 50 | EUR
484633 | CS-F-RS1-2-1500-B-R-0-SW | 53.6 | EUR
484634 | CS-F-RS1-2-2000-B-R-0-SW | 71.4 | EUR
484635 | CS-F-RS1-3-500-B-0-0-SW | 17.9 | EUR
484636 | CS-F-RS1-3-600-B-0-0-SW | 21.5 | EUR
484637 | CS-F-RS1-3-700-B-0-0-SW | 25 | EUR
484638 | CS-F-RS1-3-800-B-0-0-SW | 28.6 | EUR
484639 | CS-F-RS1-3-900-B-0-0-SW | 32.2 | EUR
484640 | CS-F-RS1-3-1000-B-0-0-SW | 35.8 | EUR
484641 | CS-F-RS1-3-1100-B-0-0-SW | 39.3 | EUR
484642 | CS-F-RS1-3-1200-B-0-0-SW | 42.9 | EUR
484643 | CS-F-RS1-3-1300-B-0-0-SW | 46.5 | EUR
484644 | CS-F-RS1-3-1400-B-0-0-SW | 50.1 | EUR
484645 | CS-F-RS1-3-1500-B-0-0-SW | 53.6 | EUR
484646 | CS-F-RS1-3-2000-B-0-0-SW | 71.5 | EUR
484647 | CS-F-RS1-3-500-B-R-0-SW | 23.4 | EUR
484648 | CS-F-RS1-3-600-B-R-0-SW | 28.1 | EUR
484649 | CS-F-RS1-3-700-B-R-0-SW | 32.7 | EUR
484650 | CS-F-RS1-3-800-B-R-0-SW | 37.4 | EUR
484651 | CS-F-RS1-3-900-B-R-0-SW | 42.1 | EUR
484652 | CS-F-RS1-3-1000-B-R-0-SW | 46.8 | EUR
484653 | CS-F-RS1-3-1100-B-R-0-SW | 51.4 | EUR
484654 | CS-F-RS1-3-1200-B-R-0-SW | 56.1 | EUR
484655 | CS-F-RS1-3-1300-B-R-0-SW | 60.8 | EUR
484656 | CS-F-RS1-3-1400-B-R-0-SW | 65.5 | EUR
484657 | CS-F-RS1-3-1500-B-R-0-SW | 70.1 | EUR
484664 | CS-F-RS1-3-2000-B-R-0-SW | 93.5 | EUR
484666 | CS-F-RS1-4-500-B-0-0-SW | 22 | EUR
484667 | CS-F-RS1-4-600-B-0-0-SW | 26.4 | EUR
484668 | CS-F-RS1-4-700-B-0-0-SW | 30.7 | EUR
484669 | CS-F-RS1-4-800-B-0-0-SW | 35.1 | EUR
484670 | CS-F-RS1-4-900-B-0-0-SW | 39.5 | EUR
484671 | CS-F-RS1-4-1000-B-0-0-SW | 43.9 | EUR
484672 | CS-F-RS1-4-1100-B-0-0-SW | 48.3 | EUR
484673 | CS-F-RS1-4-1200-B-0-0-SW | 52.7 | EUR
484674 | CS-F-RS1-4-1300-B-0-0-SW | 57.1 | EUR
484675 | CS-F-RS1-4-1400-B-0-0-SW | 61.5 | EUR
484676 | CS-F-RS1-4-1500-B-0-0-SW | 65.9 | EUR
484677 | CS-F-RS1-4-2000-B-0-0-SW | 87.8 | EUR
484678 | CS-F-RS1-4-500-B-R-0-SW | 29.1 | EUR
484679 | CS-F-RS1-4-600-B-R-0-SW | 35 | EUR
484680 | CS-F-RS1-4-700-B-R-0-SW | 40.8 | EUR
484681 | CS-F-RS1-4-800-B-R-0-SW | 46.6 | EUR
484682 | CS-F-RS1-4-900-B-R-0-SW | 52.5 | EUR
484689 | CS-F-RS1-4-1000-B-R-0-SW | 58.3 | EUR
484690 | CS-F-RS1-4-1100-B-R-0-SW | 64.1 | EUR
484691 | CS-F-RS1-4-1200-B-R-0-SW | 69.9 | EUR
484692 | CS-F-RS1-4-1300-B-R-0-SW | 75.8 | EUR
484693 | CS-F-RS1-4-1400-B-R-0-SW | 81.6 | EUR
484694 | CS-F-RS1-4-1500-B-R-0-SW | 87.4 | EUR
484695 | CS-F-RS1-4-2000-B-R-0-SW | 116.6 | EUR
484696 | 1H-200X100-H-SW | 15.9 | EUR
484697 | 1H-200X150-H-SW | 15.9 | EUR
484698 | 1H-200X200-H-SW | 15.9 | EUR
484699 | 1H-300X100-H-SW | 15.9 | EUR
484700 | 1H-300X150-H-SW | 15.9 | EUR
484701 | 1H-300X200-H-SW | 15.9 | EUR
484702 | 1H-300X300-H-SW | 15.9 | EUR
484703 | 1H-400X100-H-SW | 15.9 | EUR
484710 | 1H-400X150-H-SW | 15.9 | EUR
484711 | 1H-400X200-H-SW | 15.9 | EUR
484712 | 1H-400X300-H-SW | 19.1 | EUR
484713 | 1H-400X400-H-SW | 25.5 | EUR
484714 | 1H-500X100-H-SW | 15.9 | EUR
484715 | 1H-500X150-H-SW | 15.9 | EUR
484716 | 1H-500X200-H-SW | 15.9 | EUR
484717 | 1H-500X300-H-SW | 23.9 | EUR
484718 | 1H-500X400-H-SW | 31.9 | EUR
484719 | 1H-500X500-H-SW | 39.8 | EUR
484720 | 1H-600X100-H-SW | 15.9 | EUR
484721 | 1H-600X150-H-SW | 15.9 | EUR
484722 | 1H-600X200-H-SW | 19.1 | EUR
484723 | 1H-600X300-H-SW | 28.7 | EUR
484730 | 1H-600X400-H-SW | 38.3 | EUR
484731 | 1H-600X500-H-SW | 47.8 | EUR
484732 | 1H-800X100-H-SW | 15.9 | EUR
484733 | 1H-800X150-H-SW | 19.1 | EUR
484734 | 1H-800X200-H-SW | 25.5 | EUR
484735 | 1H-800X300-H-SW | 38.3 | EUR
484736 | 1H-800X400-H-SW | 51 | EUR
484737 | 1H-800X500-H-SW | 63.8 | EUR
484738 | 1H-1000X100-H-SW | 15.9 | EUR
484739 | 1H-1000X150-H-SW | 23.9 | EUR
484740 | 1H-1000X200-H-SW | 31.9 | EUR
484741 | 1H-1000X300-H-SW | 47.8 | EUR
484742 | 1H-1000X400-H-SW | 63.8 | EUR
484743 | 1H-1000X500-H-SW | 79.7 | EUR
484744 | 1H-1200X100-H-SW | 19.1 | EUR
484745 | 1H-1200X150-H-SW | 28.7 | EUR
484752 | 1H-1200X200-H-SW | 38.3 | EUR
484753 | 1H-1200X300-H-SW | 57.4 | EUR
484754 | 1H-1200X400-H-SW | 76.5 | EUR
484755 | 1H-1200X500-H-SW | 95.6 | EUR
484756 | 2H-150X100-H-SW | 23.8 | EUR
484757 | 2H-150X150-H-SW | 23.8 | EUR
484758 | 2H-200X100-H-SW | 23.8 | EUR
484759 | 2H-200X150-H-SW | 23.8 | EUR
484760 | 2H-200X200-H-SW | 23.8 | EUR
484761 | 2H-250X100-H-SW | 23.8 | EUR
484762 | 2H-250X250-H-SW | 23.8 | EUR
484763 | 2H-300X100-H-SW | 23.8 | EUR
484764 | 2H-300X150-H-SW | 23.8 | EUR
484765 | 2H-300X200-H-SW | 23.8 | EUR
484766 | 2H-300X300-H-SW | 23.8 | EUR
484767 | 2H-350X100-H-SW | 23.8 | EUR
484768 | 2H-350X150-H-SW | 23.8 | EUR
484769 | 2H-350X350-H-SW | 29.2 | EUR
484770 | 2H-400X100-H-SW | 23.8 | EUR
484771 | 2H-400X150-H-SW | 23.8 | EUR
484772 | 2H-400X200-H-SW | 23.8 | EUR
484773 | 2H-400X250-H-SW | 23.8 | EUR
484774 | 2H-400X300-H-SW | 28.6 | EUR
484775 | 2H-400X350-H-SW | 33.3 | EUR
484776 | 2H-400X400-H-SW | 38.1 | EUR
484777 | 2H-450X100-H-SW | 23.8 | EUR
484778 | 2H-500X100-H-SW | 23.8 | EUR
484779 | 2H-500X150-H-SW | 23.8 | EUR
484780 | 2H-500X200-H-SW | 23.8 | EUR
484781 | 2H-500X300-H-SW | 35.7 | EUR
484782 | 2H-500X400-H-SW | 47.6 | EUR
484783 | 2H-500X500-H-SW | 59.5 | EUR
484784 | 2H-600X100-H-SW | 23.8 | EUR
484785 | 2H-600X150-H-SW | 23.8 | EUR
484786 | 2H-600X200-H-SW | 28.6 | EUR
484787 | 2H-600X300-H-SW | 42.9 | EUR
484788 | 2H-600X400-H-SW | 57.1 | EUR
484789 | 2H-600X500-H-SW | 71.4 | EUR
484790 | 2H-700X150-H-SW | 25 | EUR
484791 | 2H-800X100-H-SW | 23.8 | EUR
484792 | 2H-800X150-H-SW | 28.6 | EUR
484793 | 2H-800X200-H-SW | 38.1 | EUR
484794 | 2H-800X300-H-SW | 57.1 | EUR
484795 | 2H-800X400-H-SW | 76.2 | EUR
484796 | 2H-800X500-H-SW | 95.2 | EUR
484797 | 2H-1000X100-H-SW | 23.8 | EUR
484798 | 2H-1000X150-H-SW | 35.7 | EUR
484799 | 2H-1000X200-H-SW | 47.6 | EUR
484857 | 2H-1000X300-H-SW | 71.4 | EUR
484858 | 2H-1000X400-H-SW | 95.2 | EUR
484859 | 2H-1000X500-H-SW | 119 | EUR
484860 | 2H-1200X100-H-SW | 28.6 | EUR
484861 | 2H-1200X150-H-SW | 42.9 | EUR
484862 | 2H-1200X200-H-SW | 57.1 | EUR
484863 | 2H-1200X300-H-SW | 85.7 | EUR
484864 | 2H-1200X400-H-SW | 114.3 | EUR
484865 | 2H-1200X500-H-SW | 142.8 | EUR
484866 | 1V-200X100-SW | 15.9 | EUR
484867 | 1V-200X150-SW | 15.9 | EUR
484868 | 1V-200X200-SW | 15.9 | EUR
484869 | 1V-300X100-SW | 15.9 | EUR
484870 | 1V-300X150-SW | 15.9 | EUR
484871 | 1V-300X200-SW | 15.9 | EUR
484872 | 1V-300X300-SW | 15.9 | EUR
484873 | 1V-400X100-SW | 15.9 | EUR
484874 | 1V-400X150-SW | 15.9 | EUR
484875 | 1V-400X200-SW | 15.9 | EUR
484876 | 1V-400X300-SW | 19.1 | EUR
484877 | 1V-400X400-SW | 25.5 | EUR
484878 | 1V-500X100-SW | 15.9 | EUR
484879 | 1V-500X150-SW | 15.9 | EUR
484880 | 1V-500X200-SW | 15.9 | EUR
484881 | 1V-500X300-SW | 23.9 | EUR
484882 | 1V-500X400-SW | 31.9 | EUR
484883 | 1V-500X500-SW | 39.8 | EUR
484884 | 1V-600X100-SW | 15.9 | EUR
484885 | 1V-600X150-SW | 15.9 | EUR
484886 | 1V-600X200-SW | 19.1 | EUR
484887 | 1V-600X300-SW | 28.7 | EUR
484888 | 1V-600X400-SW | 38.3 | EUR
484889 | 1V-600X500-SW | 47.8 | EUR
484890 | 1V-800X100-SW | 15.9 | EUR
484891 | 1V-800X150-SW | 19.1 | EUR
484892 | 1V-800X200-SW | 25.5 | EUR
484893 | 1V-800X300-SW | 38.3 | EUR
484894 | 1V-800X400-SW | 51 | EUR
484895 | 1V-800X500-SW | 63.8 | EUR
484896 | 1V-1000X100-SW | 15.9 | EUR
484897 | 1V-1000X150-SW | 23.9 | EUR
484898 | 1V-1000X200-SW | 31.9 | EUR
484899 | 1V-1000X300-SW | 47.8 | EUR
484902 | 1V-1000X400-SW | 63.8 | EUR
484903 | 1V-1000X500-SW | 79.7 | EUR
484904 | 1V-1200X100-SW | 19.1 | EUR
484905 | 1V-1200X150-SW | 28.7 | EUR
484906 | 1V-1200X200-SW | 38.3 | EUR
484907 | 1V-1200X300-SW | 57.4 | EUR
484908 | 1V-1200X400-SW | 76.5 | EUR
484909 | 1V-1200X500-SW | 95.6 | EUR
484910 | 2V-150X100-SW | 23.8 | EUR
484911 | 2V-200X100-SW | 23.8 | EUR
484912 | 2V-200X150-SW | 23.8 | EUR
484913 | 2V-200X200-SW | 23.8 | EUR
484914 | 2V-250X100-SW | 23.8 | EUR
484915 | 2V-250X150-SW | 23.8 | EUR
484916 | 2V-250X200-SW | 23.8 | EUR
484917 | 2V-300X100-SW | 23.8 | EUR
484918 | 2V-300X150-SW | 23.8 | EUR
484919 | 2V-300X200-SW | 23.8 | EUR
484920 | 2V-300X250-SW | 23.8 | EUR
484921 | 2V-300X300-SW | 23.8 | EUR
484922 | 2V-350X150-SW | 23.8 | EUR
484923 | 2V-400X100-SW | 23.8 | EUR
484924 | 2V-400X150-SW | 23.8 | EUR
484925 | 2V-400X200-SW | 23.8 | EUR
484926 | 2V-400X250-SW | 23.8 | EUR
484927 | 2V-400X300-SW | 28.6 | EUR
484928 | 2V-400X350-SW | 33.3 | EUR
484929 | 2V-400X400-SW | 38.1 | EUR
484930 | 2V-450X100-SW | 23.8 | EUR
484931 | 2V-450X150-SW | 23.8 | EUR
484932 | 2V-450X200-SW | 23.8 | EUR
484933 | 2V-450X350-SW | 37.5 | EUR
484934 | 2V-500X100-SW | 23.8 | EUR
484935 | 2V-500X150-SW | 23.8 | EUR
484936 | 2V-500X200-SW | 23.8 | EUR
484937 | 2V-500X300-SW | 35.7 | EUR
484938 | 2V-500X400-SW | 47.6 | EUR
484939 | 2V-500X500-SW | 59.5 | EUR
484940 | 2V-550X150-SW | 23.8 | EUR
484941 | 2V-600X100-SW | 23.8 | EUR
484942 | 2V-600X150-SW | 23.8 | EUR
484943 | 2V-600X200-SW | 28.6 | EUR
484944 | 2V-600X300-SW | 42.9 | EUR
484945 | 2V-600X400-SW | 57.1 | EUR
484946 | 2V-600X500-SW | 71.4 | EUR
484947 | 2V-600X600-SW | 85.7 | EUR
484948 | 2V-650X100-SW | 23.8 | EUR
484949 | 2V-650X150-SW | 23.8 | EUR
484950 | 2V-650X200-SW | 30.9 | EUR
484951 | 2V-700X100-SW | 23.8 | EUR
484952 | 2V-700X150-SW | 25 | EUR
484953 | 2V-700X200-SW | 33.3 | EUR
484954 | 2V-700X250-SW | 41.7 | EUR
484955 | 2V-700X300-SW | 50 | EUR
484956 | 2V-700X400-SW | 66.7 | EUR
484957 | 2V-750X100-SW | 23.8 | EUR
484958 | 2V-750X150-SW | 26.8 | EUR
484959 | 2V-750X200-SW | 35.7 | EUR
484960 | 2V-750X250-SW | 44.6 | EUR
484961 | 2V-750X300-SW | 53.6 | EUR
484962 | 2V-750X350-SW | 62.5 | EUR
484963 | 2V-750X400-SW | 71.4 | EUR
484964 | 2V-800X100-SW | 23.8 | EUR
484965 | 2V-800X150-SW | 28.6 | EUR
484966 | 2V-800X200-SW | 38.1 | EUR
484967 | 2V-800X250-SW | 47.6 | EUR
484968 | 2V-800X300-SW | 57.1 | EUR
484969 | 2V-800X400-SW | 76.2 | EUR
484970 | 2V-800X500-SW | 95.2 | EUR
484971 | 2V-850X200-SW | 40.5 | EUR
484972 | 2V-900X100-SW | 23.8 | EUR
484973 | 2V-900X150-SW | 32.1 | EUR
484974 | 2V-900X200-SW | 42.9 | EUR
484975 | 2V-900X250-SW | 53.6 | EUR
484976 | 2V-900X300-SW | 64.3 | EUR
484977 | 2V-900X350-SW | 75 | EUR
484978 | 2V-900X400-SW | 85.7 | EUR
484979 | 2V-900X450-SW | 96.4 | EUR
484980 | 2V-900X500-SW | 107.1 | EUR
484981 | 2V-900X550-SW | 117.8 | EUR
484982 | 2V-900X600-SW | 128.6 | EUR
484983 | 2V-950X100-SW | 23.8 | EUR
484984 | 2V-950X200-SW | 45.2 | EUR
484985 | 2V-1000X100-SW | 23.8 | EUR
484986 | 2V-1000X150-SW | 35.7 | EUR
484987 | 2V-1000X200-SW | 47.6 | EUR
484988 | 2V-1000X300-SW | 71.4 | EUR
484989 | 2V-1000X400-SW | 95.2 | EUR
484990 | 2V-1000X500-SW | 119 | EUR
484991 | 2V-1200X100-SW | 28.6 | EUR
484992 | 2V-1200X150-SW | 42.9 | EUR
484993 | 2V-1200X200-SW | 57.1 | EUR
484994 | 2V-1200X300-SW | 85.7 | EUR
484995 | 2V-1200X400-SW | 114.3 | EUR
484996 | 2V-1200X500-SW | 142.8 | EUR
484997 | AL-OBSS-100X100 | 13.5 | EUR
484998 | AL-OBSS-150X100 | 13.5 | EUR
485003 | AL-OBSS-150X150 | 13.5 | EUR
485004 | AL-OBSS-200X100 | 13.5 | EUR
485005 | AL-OBSS-200X140 | 13.5 | EUR
485006 | AL-OBSS-200X150 | 13.5 | EUR
485007 | AL-OBSS-200X200 | 13.5 | EUR
485008 | AL-OBSS-200X280 | 13.5 | EUR
485009 | AL-OBSS-250X100 | 13.5 | EUR
485010 | AL-OBSS-250X150 | 13.5 | EUR
485011 | AL-OBSS-250X200 | 13.5 | EUR
485012 | AL-OBSS-250X250 | 13.5 | EUR
485013 | AL-OBSS-280X100 | 13.5 | EUR
485014 | AL-OBSS-280X140 | 13.5 | EUR
485015 | AL-OBSS-280X200 | 13.5 | EUR
485016 | AL-OBSS-280X280 | 13.5 | EUR
485017 | AL-OBSS-300X100 | 13.5 | EUR
485018 | AL-OBSS-300X150 | 13.5 | EUR
485019 | AL-OBSS-300X200 | 13.5 | EUR
485020 | AL-OBSS-300X250 | 13.5 | EUR
485021 | AL-OBSS-300X300 | 13.5 | EUR
485022 | AL-OBSS-350X100 | 13.5 | EUR
485023 | AL-OBSS-350X150 | 13.5 | EUR
485024 | AL-OBSS-350X200 | 13.5 | EUR
485025 | AL-OBSS-350X250 | 13.5 | EUR
485026 | AL-OBSS-350X300 | 14.1 | EUR
485027 | AL-OBSS-400X100 | 13.5 | EUR
485028 | AL-OBSS-400X140 | 13.5 | EUR
485029 | AL-OBSS-400X150 | 13.5 | EUR
485030 | AL-OBSS-400X200 | 13.5 | EUR
485031 | AL-OBSS-400X250 | 13.5 | EUR
485032 | AL-OBSS-400X280 | 15.1 | EUR
485033 | AL-OBSS-400X300 | 16.1 | EUR
485034 | AL-OBSS-400X350 | 18.8 | EUR
485035 | AL-OBSS-400X400 | 21.5 | EUR
485036 | AL-OBSS-450X100 | 13.5 | EUR
485037 | AL-OBSS-450X150 | 13.5 | EUR
485038 | AL-OBSS-450X200 | 13.5 | EUR
485039 | AL-OBSS-450X250 | 15.1 | EUR
485040 | AL-OBSS-450X300 | 18.2 | EUR
485041 | AL-OBSS-450X350 | 21.2 | EUR
485042 | AL-OBSS-450X450 | 27.2 | EUR
485043 | AL-OBSS-500X100 | 13.5 | EUR
485044 | AL-OBSS-500X150 | 13.5 | EUR
485045 | AL-OBSS-500X200 | 13.5 | EUR
485046 | AL-OBSS-500X250 | 16.8 | EUR
485047 | AL-OBSS-500X300 | 20.2 | EUR
485048 | AL-OBSS-500X350 | 23.5 | EUR
485049 | AL-OBSS-500X400 | 26.9 | EUR
485050 | AL-OBSS-500X450 | 30.3 | EUR
485051 | AL-OBSS-500X500 | 33.6 | EUR
485052 | AL-OBSS-550X150 | 13.5 | EUR
485053 | AL-OBSS-550X250 | 18.5 | EUR
485054 | AL-OBSS-560X100 | 13.5 | EUR
485055 | AL-OBSS-560X140 | 13.5 | EUR
485056 | AL-OBSS-560X200 | 15.1 | EUR
485057 | AL-OBSS-560X280 | 21.1 | EUR
485058 | AL-OBSS-563X563 | 42.7 | EUR
485059 | AL-OBSS-595X595 | 47.6 | EUR
485060 | AL-OBSS-600X100 | 13.5 | EUR
485061 | AL-OBSS-600X150 | 13.5 | EUR
485062 | AL-OBSS-600X200 | 16.1 | EUR
485063 | AL-OBSS-600X250 | 20.2 | EUR
485064 | AL-OBSS-600X300 | 24.2 | EUR
485065 | AL-OBSS-600X350 | 28.3 | EUR
485066 | AL-OBSS-600X400 | 32.3 | EUR
485067 | AL-OBSS-600X450 | 36.3 | EUR
485068 | AL-OBSS-600X500 | 40.4 | EUR
485069 | AL-OBSS-600X550 | 44.4 | EUR
485070 | AL-OBSS-600X600 | 48.4 | EUR
485071 | AL-OBSS-650X150 | 13.5 | EUR
485072 | AL-OBSS-700X100 | 13.5 | EUR
485073 | AL-OBSS-700X150 | 14.1 | EUR
485074 | AL-OBSS-700X200 | 18.8 | EUR
485075 | AL-OBSS-700X250 | 23.5 | EUR
485076 | AL-OBSS-700X300 | 28.3 | EUR
485077 | AL-OBSS-700X350 | 33 | EUR
485078 | AL-OBSS-700X400 | 37.7 | EUR
485079 | AL-OBSS-700X450 | 42.4 | EUR
485080 | AL-OBSS-700X500 | 47.1 | EUR
485081 | AL-OBSS-700X550 | 51.8 | EUR
485082 | AL-OBSS-700X600 | 56.5 | EUR
485083 | AL-OBSS-800X100 | 13.5 | EUR
485084 | AL-OBSS-800X150 | 16.1 | EUR
485085 | AL-OBSS-800X200 | 21.5 | EUR
485086 | AL-OBSS-800X250 | 26.9 | EUR
485087 | AL-OBSS-800X300 | 32.3 | EUR
485088 | AL-OBSS-800X350 | 37.7 | EUR
485089 | AL-OBSS-800X400 | 43.1 | EUR
485090 | AL-OBSS-800X450 | 48.4 | EUR
485091 | AL-OBSS-800X500 | 53.8 | EUR
485092 | AL-OBSS-800X550 | 59.2 | EUR
485093 | AL-OBSS-800X600 | 64.6 | EUR
485094 | AL-OBSS-900X100 | 13.5 | EUR
485095 | AL-OBSS-900X200 | 24.2 | EUR
485096 | AL-OBSS-900X250 | 30.3 | EUR
485097 | AL-OBSS-900X300 | 36.3 | EUR
485098 | AL-OBSS-900X400 | 48.4 | EUR
485099 | AL-OBSS-1000X100 | 13.5 | EUR
485100 | AL-OBSS-1000X150 | 20.2 | EUR
485101 | AL-OBSS-1000X200 | 26.9 | EUR
485102 | AL-OBSS-1000X250 | 33.6 | EUR
485103 | AL-OBSS-1000X300 | 40.4 | EUR
485104 | AL-OBSS-1000X350 | 47.1 | EUR
485105 | AL-OBSS-1000X400 | 53.8 | EUR
485106 | AL-OBSS-1000X450 | 60.6 | EUR
485107 | AL-OBSS-1000X500 | 67.3 | EUR
485108 | AL-OBSS-1000X550 | 74 | EUR
485109 | AL-OBSS-1000X600 | 80.7 | EUR
485110 | AL-OBSS-1100X100 | 14.8 | EUR
485111 | AL-OBSS-1200X100 | 16.1 | EUR
485112 | AL-OBSS-1200X150 | 24.2 | EUR
485113 | AL-OBSS-1200X200 | 32.3 | EUR
485114 | AL-OBSS-1200X300 | 48.4 | EUR
485115 | AL-OBSS-1200X400 | 64.6 | EUR
485116 | AL-OBSS-1200X500 | 80.7 | EUR
500029 | IV Smart AC | 699 | EUR
500048 | IV Smart EC | 999 | EUR
501985 | CDRE-500-4 (1.5KW) - 1ph | 1237 | EUR
502046 | MUB(A) 355D4-A (0.37kW) | 865.73 | EUR
502047 | MUB(A) 025 355E4-A | 824.5 | EUR
502048 | MUB(A) 042 400E4-A | 1049 | EUR
502049 | MUB(A) 042 450E4-A | 1241 | EUR
502700 | CDR/E 315 | 692 | EUR
502710 | CDR/E 355 | 728 | EUR
502720 | CDR/E 400 | 873 | EUR
502730 | CDR/E 450 | 1045 | EUR
504017 | MUB(A) 400D4-A (0.37kW) | 1092 | EUR
504056 | MUB(A)/T 042 400D4 (0.37kW) | 1677.9 | EUR
504058 | MUB(A)/T 042 500D4 (1.5kW) | 1824 | EUR
504059 | MUB(A)/T 062 560D4 (3kW) | 2203 | EUR
504060 | MUB(A)/T 062 630D4 (4kW) | 2326 | EUR
504063 | MUB(A)/T 042 500D4 IE3(1.5kW) | 1965.54 | EUR
504064 | MUB(A)/T 062 560D4 IE3(3kW) | 2341.07 | EUR
504065 | MUB(A)/T 062 630D4 IE3(4kW) | 2476.9 | EUR
504066 | MUB(A)/T 042 500D4 IE2(1.5kW) | 1909 | EUR
504067 | MUB(A)/T 062 560D4 IE2(3kW) | 2288 | EUR
504068 | MUB(A)/T 062 630D4 IE2(4kW) | 2411 | EUR
504100 | Deflector DF 315(AJ) | 56 | EUR
504101 | Deflector DF 355(AJ) | 59 | EUR
504102 | Deflector DF 400(AJ) | 62 | EUR
504105 | Deflector DF 315(AJ8) | 56 | EUR
504106 | Deflector DF 355(AJ8) | 59 | EUR
504107 | Deflector DF 400(AJ8) | 62 | EUR
504200 | Deflector DF 315(AJ8) EPOXY | 68 | EUR
504201 | Deflector DF 355(AJ8) EPOXY | 71 | EUR
504353 | Deflector DF 315(AJ) EPOXY | 68 | EUR
504354 | Deflector DF 355(AJ) EPOXY | 71 | EUR
504355 | Deflector DF 400(AJ) EPOXY | 74 | EUR
506771 | CDR/D 500 | 1197 | EUR
506772 | CDR/D 560 | 1482 | EUR
506773 | CDR/D 630 | 1728 | EUR
506806 | VF-BDT1020(SET) | 228.8 | EUR
506887 | CDRDI-500-4 (1.5KW) | 1475 | EUR
506888 | CDRDI-560-4 (3KW) | 1797 | EUR
506889 | CDRDI-630-4 (4KW) | 2020 | EUR
506890 | CDRE-500-4 (1.5KW) - 1ph | 1175 | EUR
506891 | CDRD-500-4 (1.5KW-IE2) | 1230 | EUR
506892 | CDRD-560-4 (3KW-IE2) | 1530 | EUR
506893 | CDRD-630-4 (4KW-IE2) | 1810 | EUR
508117 | VF-BDT1030(SET) | 195.8 | EUR
508316 | VF-BDT810(SET) | 121 | EUR
508380 | K 100 A | 131.1 | EUR
508381 | K 100 AL | 141.45 | EUR
508382 | K 125 A | 131.1 | EUR
508383 | K 125 AL | 142.6 | EUR
508384 | K 150 A | 150.65 | EUR
508385 | K 150 AL | 171.35 | EUR
508386 | K 200 A | 171.35 | EUR
508387 | K 250 A | 179.4 | EUR
508388 | K 315 A | 270.25 | EUR
508389 | K 315 AL | 323.15 | EUR
508556 | K 160 A | 141.45 | EUR
508557 | K 160 AL | 166.75 | EUR
509001 | MUB(A) 042 500D4 (1.5kW) | 1375 | EUR
509003 | MUB(A) 062 560D4 (3kW) | 1797.41 | EUR
509005 | MUB(A) 062 630D4 (4kW) | 2020.03 | EUR
509447 | MUB(A) 500D4-A IE3(1.5kW) | 1564 | EUR
509448 | MUB(A) 560D4-A IE3(3kW) | 1905 | EUR
509449 | MUB(A) 630D4-A IE3(4kW) | 2141 | EUR
509457 | K 200 AL | 203.55 | EUR
509458 | K 250 AL | 217.35 | EUR
509498 | MUB(A) 450D4-A (0.75kW) | 1171 | EUR
509499 | MUB(A)/T 042 450D4 (0.75kW) | 1877.65 | EUR
512789 | VF-BDT1445 | 280.5 | EUR
56301 | VF-APB6 | 92.4 | EUR
56302 | VF-APB8 | 96.8 | EUR
56303 | VF-APB10 | 119.9 | EUR
56304 | VF-APB12 | 125.4 | EUR
567000 | ASP300 0.37kw | 3269 | EUR
567001 | ASP300 0.55kw | 3275 | EUR
567002 | ASP300 0.75kw | 3318 | EUR
567003 | ASP300 1.1kw | 3360 | EUR
567004 | ASP300 1.5kw | 3399 | EUR
567013 | ASP350 0.37kw | 2705 | EUR
567014 | ASP350 0.55kw | 3365 | EUR
567015 | ASP350 0.75kw | 3061 | EUR
567016 | ASP350 1.1kw | 3418 | EUR
567017 | ASP350 1.5kw | 3457 | EUR
567018 | ASP350 2.2kw | 3575 | EUR
567019 | ASP350 3kw | 3798 | EUR
567028 | ASP400 0.75kw | 3052 | EUR
567029 | ASP400 1.1kw | 3723 | EUR
567030 | ASP400 1.5kw | 3763 | EUR
567031 | ASP400 2.2kw | 3881 | EUR
567032 | ASP400 3kw | 4104 | EUR
567033 | ASP400 4kw | 4209 | EUR
567042 | ASP450 1.1kw | 3121 | EUR
567043 | ASP450 1.5kw | 3823 | EUR
567044 | ASP450 2.2kw | 3940 | EUR
567045 | ASP450 3kw | 4080 | EUR
567046 | ASP450 4kw | 4268 | EUR
567047 | ASP450 5.5kw | 4442 | EUR
567056 | ASP500 1.1kw | 3171 | EUR
567057 | ASP500 1.5kw | 3210 | EUR
567058 | ASP500 2.2kw | 3328 | EUR
567059 | ASP500 3kw | 4177 | EUR
567060 | ASP500 4kw | 4281 | EUR
567061 | ASP500 5.5kw | 4423 | EUR
567062 | ASP500 7.5kw | 4634 | EUR
567073 | ASP550 3kw | 3880 | EUR
567074 | ASP550 4kw | 4673 | EUR
567075 | ASP550 5.5kw | 4847 | EUR
567076 | ASP550 7.5kw | 5025 | EUR
567077 | ASP550 11kw | 4399 | EUR
567088 | ASP600 3kw | 4094 | EUR
567089 | ASP600 4kw | 4198 | EUR
567090 | ASP600 5.5kw | 4372 | EUR
567091 | ASP600 7.5kw | 5299 | EUR
567092 | ASP600 11kw | 6154 | EUR
567105 | ASP650 4kw | 6184 | EUR
567106 | ASP650 5.5kw | 6194 | EUR
567107 | ASP650 7.5kw | 6373 | EUR
567108 | ASP650 11kw | 7211 | EUR
567109 | ASP650 15kw | 7462 | EUR
567121 | ASP750 4kw | 5696 | EUR
567123 | ASP750 7.5kw | 6016 | EUR
567124 | ASP750 11kw | 6887 | EUR
567125 | ASP750 15kw | 7138 | EUR
567126 | ASP750 18.5kw | 7611 | EUR
567141 | ASP800 7.5kw | 6732 | EUR
567142 | ASP800 11kw | 7571 | EUR
567143 | ASP800 15kw | 7822 | EUR
567144 | ASP800 18.5kw | 8295 | EUR
567145 | ASP800 22kw | 8448 | EUR
567161 | ASP900 11kw | 8394 | EUR
567162 | ASP900 15kw | 8842 | EUR
567163 | ASP900 18.5kw | 9316 | EUR
567164 | ASP900 22kw | 9084 | EUR
567180 | ASP1000 11kw | 10424 | EUR
567181 | ASP1000 15kw | 10675 | EUR
567182 | ASP1000 18.5kw | 11148 | EUR
567183 | ASP1000 22kw | 11301 | EUR
567184 | ASP1000 30kw | 12263 | EUR
567200 | ASP1100 11kw | 11346 | EUR
567201 | ASP1100 15kw | 11597 | EUR
567202 | ASP1100 18.5kw | 12070 | EUR
567203 | ASP1100 22kw | 12223 | EUR
567204 | ASP1100 30kw | 13185 | EUR
567205 | ASP1100 37kw | 14455 | EUR
59177 | VF-BDT815(SET) | 152.9 | EUR
75700 | AJR 400-L 2/4 TR (B)1.7/0.34kw | 2023 | EUR
79017 | IV85-4/8(B) (2.5/0.8kw) | 3446 | EUR
94750 | ASP300 CENTRIFUGAL FAN, SWSI | 1988 | EUR
94751 | ASP350 CENTRIFUGAL FAN, SWSI | 2049 | EUR
94752 | ASP400 CENTRIFUGAL FAN, SWSI | 2261 | EUR
94753 | ASP450 CENTRIFUGAL FAN, SWSI | 2323 | EUR
94754 | ASP500 CENTRIFUGAL FAN, SWSI | 2390 | EUR
94755 | ASP550 CENTRIFUGAL FAN, SWSI | 2485 | EUR
94756 | ASP600 CENTRIFUGAL FAN, SWSI | 2720 | EUR
94757 | ASP650 CENTRIFUGAL FAN, SWSI | 4024 | EUR
94758 | ASP750 CENTRIFUGAL FAN, SWSI | 4250 | EUR
94759 | ASP800 CENTRIFUGAL FAN, SWSI | 4734 | EUR
94760 | ASP900 CENTRIFUGAL FAN, SWSI | 5162 | EUR
94761 | ASP1000 CENTRIFUGAL FAN, SWSI | 6900 | EUR
94762 | ASP1100 CENTRIFUGAL FAN, SWSI | 7345 | EUR
94763 | ASP1200 CENTRIFUGAL FAN, SWSI | 8288 | EUR
94764 | ASP1350 CENTRIFUGAL FAN, SWSI | 10210 | EUR
94765 | ASP1450 CENTRIFUGAL FAN, SWSI | 17900 | EUR
94766 | ASP1650 CENTRIFUGAL FAN, SWSI | 18500 | EUR

## AW-with Shutter
0 | Item | Gross Price | Sales price | Currency | Sales price with shutter | Description | Sales price unit | Business area descr | Product group descr | Article group descr | Family
1 | 246889 | 374 | 157.08 | EUR | 177.66 | AW 350E4 sileo Axial fan | Pcs | 2 Fans & Accessories | 211 Axial fans | 21106 Low pressure Axial fans wall mounted | AW
2 | 246890 | 381 | 160.02 | EUR | 180.6 | AW 350DV sileo Axial fan | Pcs | 2 Fans & Accessories | 211 Axial fans | 21106 Low pressure Axial fans wall mounted | AW
3 | 281421 | 200 | 84 | EUR | 99.96 | AW 200E2-C | Pcs | 2 Fans & Accessories | 211 Axial fans | 21106 Low pressure Axial fans wall mounted | AW
4 | 281422 | 160 | 67.2 | EUR | 83.16 | AW 200E4-C | Pcs | 2 Fans & Accessories | 211 Axial fans | 21106 Low pressure Axial fans wall mounted | AW
5 | 281423 | 194 | 81.48 | EUR | 99.96 | AW 250E2-C | Pcs | 2 Fans & Accessories | 211 Axial fans | 21106 Low pressure Axial fans wall mounted | AW
6 | 281424 | 173 | 72.66 | EUR | 91.14 | AW 250E4-C | Pcs | 2 Fans & Accessories | 211 Axial fans | 21106 Low pressure Axial fans wall mounted | AW
7 | 281425 | 216 | 90.72 | EUR | 111.3 | AW 300E4-C | Pcs | 2 Fans & Accessories | 211 Axial fans | 21106 Low pressure Axial fans wall mounted | AW
8 | 34124 | 437 | 183.54 | EUR | 210.84 | AW 400DV sileo Axial fan | Pcs | 2 Fans & Accessories | 211 Axial fans | 21106 Low pressure Axial fans wall mounted | AW
9 | 34125 | 420 | 176.4 | EUR | 203.7 | AW 400E4 sileo Axial fan | Pcs | 2 Fans & Accessories | 211 Axial fans | 21106 Low pressure Axial fans wall mounted | AW
10 | 34126 | 576 | 241.92 | EUR | 283.5 | AW 450DV sileo Axial fan | Pcs | 2 Fans & Accessories | 211 Axial fans | 21106 Low pressure Axial fans wall mounted | AW
11 | 34131 | 632 | 265.44 | EUR | 307.02 | AW 500DV sileo Axial fan | Pcs | 2 Fans & Accessories | 211 Axial fans | 21106 Low pressure Axial fans wall mounted | AW
12 | 34134 | 793 | 333.06 | EUR | 398.58 | AW 560DV sileo Axial fan | Pcs | 2 Fans & Accessories | 211 Axial fans | 21106 Low pressure Axial fans wall mounted | AW
13 | 34138 | 942 | 395.64 | EUR | 461.16 | AW 630DS sileo Axial fan | Pcs | 2 Fans & Accessories | 211 Axial fans | 21106 Low pressure Axial fans wall mounted | AW
14 | 34140 | 2005 | 842.1 | EUR | 928.2 | AW 710DV sileo Axial fan | Pcs | 2 Fans & Accessories | 211 Axial fans | 21106 Low pressure Axial fans wall mounted | AW
15 | 34141 | 1507 | 632.94 | EUR | 719.04 | AW 710DS sileo Axial fan | Pcs | 2 Fans & Accessories | 211 Axial fans | 21106 Low pressure Axial fans wall mounted | AW
16 | 34142 | 1507 | 632.94 | EUR | 719.04 | AW 710E6 sileo Axial fan | Pcs | 2 Fans & Accessories | 211 Axial fans | 21106 Low pressure Axial fans wall mounted | AW
17 | 34144 | 3472 | 1458.24 | EUR | 1668.24 | AW 1000DS sileo Axial fan | Pcs | 2 Fans & Accessories | 211 Axial fans | 21106 Low pressure Axial fans wall mounted | AW
18 | 34157 | 3513 | 1475.46 | EUR | 1685.46 | AW 910DS sileo Axial fan | Pcs | 2 Fans & Accessories | 211 Axial fans | 21106 Low pressure Axial fans wall mounted | AW
19 | 37407 | 317 | 133.14 | EUR | 151.62 | AW 315E4 sileo Axial fan | Pcs | 2 Fans & Accessories | 211 Axial fans | 21106 Low pressure Axial fans wall mounted | AW
20 | 37408 | 330 | 138.6 | EUR | 159.18 | AW 315DV sileo Axial fan | Pcs | 2 Fans & Accessories | 211 Axial fans | 21106 Low pressure Axial fans wall mounted | AW
21 | 37411 | 638 | 267.96 | EUR | 309.54 | AW 450E4 sileo Axial fan | Pcs | 2 Fans & Accessories | 211 Axial fans | 21106 Low pressure Axial fans wall mounted | AW
22 | 37412 | 632 | 265.44 | EUR | 327.18 | AW 500E4 sileo Axial fan | Pcs | 2 Fans & Accessories | 211 Axial fans | 21106 Low pressure Axial fans wall mounted | AW
23 | 37413 | 1122 | 471.24 | EUR | 532.98 | AW 560E4 sileo Axial fan | Pcs | 2 Fans & Accessories | 211 Axial fans | 21106 Low pressure Axial fans wall mounted | AW
24 | 37414 | 1220 | 512.4 | EUR | 577.92 | AW 630E6 sileo Axial fan | Pcs | 2 Fans & Accessories | 211 Axial fans | 21106 Low pressure Axial fans wall mounted | AW
25 | 37415 | 1352 | 567.84 | EUR | 633.36 | AW 630DV sileo Axial fan | Pcs | 2 Fans & Accessories | 211 Axial fans | 21106 Low pressure Axial fans wall mounted | AW
26 | 37416 | 1904 | 799.68 | EUR | 934.92 | AW 800DS sileo Axial fan | Pcs | 2 Fans & Accessories | 211 Axial fans | 21106 Low pressure Axial fans wall mounted | AW
28 | 5801 | 345 | 144.9 | EUR | 165.48 | AW 300E2 sileo Axial fan | Pcs | 2 Fans & Accessories | 211 Axial fans | 21106 Low pressure Axial fans wall mounted | AW
33 | 87679 | 33 | 13.86 | EUR |  | VK-15 Louvre shutter | Pcs | 2 Fans & Accessories | 208 Accessories Ventilation | 20813 Shutters ventilation | VK
34 | 87682 | 13 | 5.46 | EUR |  | VK-10 Louvre shutter | Pcs | 2 Fans & Accessories | 208 Accessories Ventilation | 20813 Shutters ventilation | VK
35 | 87684 | 294 | 123.48 | EUR |  | VK-100-50 Louvre shutter | Pcs | 2 Fans & Accessories | 208 Accessories Ventilation | 20813 Shutters ventilation | VK
36 | 87685 | 20 | 8.4 | EUR |  | VK-12 Louvre-shutter | Pcs | 2 Fans & Accessories | 208 Accessories Ventilation | 20813 Shutters ventilation | VK
37 | 87686 | 38 | 15.96 | EUR |  | VK-20 Louvre shutter | Pcs | 2 Fans & Accessories | 208 Accessories Ventilation | 20813 Shutters ventilation | VK
38 | 87687 | 40 | 16.8 | EUR |  | VK-25 Louvre shutter | Pcs | 2 Fans & Accessories | 208 Accessories Ventilation | 20813 Shutters ventilation | VK
39 | 87688 | 44 | 18.48 | EUR |  | VK-30 Louvre shutter | Pcs | 2 Fans & Accessories | 208 Accessories Ventilation | 20813 Shutters ventilation | VK
40 | 87689 | 49 | 20.58 | EUR |  | VK-35 Louvre shutter | Pcs | 2 Fans & Accessories | 208 Accessories Ventilation | 20813 Shutters ventilation | VK
41 | 87691 | 65 | 27.3 | EUR |  | VK-40 Louvre shutter | Pcs | 2 Fans & Accessories | 208 Accessories Ventilation | 20813 Shutters ventilation | VK
42 | 87692 | 96 | 40.32 | EUR |  | VK-40-20 Louvre shutter | Pcs | 2 Fans & Accessories | 208 Accessories Ventilation | 20813 Shutters ventilation | VK
43 | 87693 | 74 | 31.08 | EUR |  | VK-45 Louvre shutter | Pcs | 2 Fans & Accessories | 208 Accessories Ventilation | 20813 Shutters ventilation | VK
44 | 87694 | 99 | 41.58 | EUR |  | VK-50 Louvre shutter | Pcs | 2 Fans & Accessories | 208 Accessories Ventilation | 20813 Shutters ventilation | VK
45 | 87695 | 101 | 42.42 | EUR |  | VK-50-25 Louvre shutter | Pcs | 2 Fans & Accessories | 208 Accessories Ventilation | 20813 Shutters ventilation | VK
46 | 87696 | 104 | 43.68 | EUR |  | VK-50-30 Louvre shutter | Pcs | 2 Fans & Accessories | 208 Accessories Ventilation | 20813 Shutters ventilation | VK
47 | 87697 | 211 | 88.62 | EUR |  | VK-60-30 Louvre shutter | Pcs | 2 Fans & Accessories | 208 Accessories Ventilation | 20813 Shutters ventilation | VK
48 | 87698 | 213 | 89.46 | EUR |  | VK-60-35 Louvre shutter | Pcs | 2 Fans & Accessories | 208 Accessories Ventilation | 20813 Shutters ventilation | VK
49 | 87704 | 156 | 65.52 | EUR |  | VK-63 Louvre shutter | Pcs | 2 Fans & Accessories | 208 Accessories Ventilation | 20813 Shutters ventilation | VK
50 | 87705 | 235 | 98.7 | EUR |  | VK-70-40 Louvre shutter | Pcs | 2 Fans & Accessories | 208 Accessories Ventilation | 20813 Shutters ventilation | VK
51 | 87707 | 205 | 86.1 | EUR |  | VK-71 Louvre shutter | Pcs | 2 Fans & Accessories | 208 Accessories Ventilation | 20813 Shutters ventilation | VK
52 | 87711 | 293 | 123.06 | EUR |  | VK-80 Louvre shutter | Pcs | 2 Fans & Accessories | 208 Accessories Ventilation | 20813 Shutters ventilation | VK
53 | 87712 | 236 | 99.12 | EUR |  | VK-80-50 Louvre shutter | Pcs | 2 Fans & Accessories | 208 Accessories Ventilation | 20813 Shutters ventilation | VK
54 | 87713 | 322 | 135.24 | EUR |  | VK-90 Louvre shutter | Pcs | 2 Fans & Accessories | 208 Accessories Ventilation | 20813 Shutters ventilation | VK
55 | 87714 | 147 | 61.74 | EUR |  | VK-56 Louvre shutter | Pcs | 2 Fans & Accessories | 208 Accessories Ventilation | 20813 Shutters ventilation | VK
56 | 87715 | 500 | 210 | EUR |  | VK-100 Louvre shutter | Pcs | 2 Fans & Accessories | 208 Accessories Ventilation | 20813 Shutters ventilation | VK
57 |  |  | 0